## BEECO-2022 - Full Table
LIST-PRICE TABLE - BEECO-2022
AUTOMATIC CONTROL VALVES
ELECTRIC OVERIDE SAFETY SHUT OFF VALVE
FLANGED BY FLANGED (ANSI 150)
Model Number | Size | Qty. per Carton | Weight per Carton (Lbs.) | List Price (Each)
ACV1.50HF-EOSSV | 1.5" | 1 | 32 | $17,982
ACV2.00HF-EOSSV | 2" | 1 | 32 | $17,982
ACV2.50HF-EOSSV | 2 1/2" | 1 | 32 | $18,327
ACV3.00HF-EOSSV | 3" | 1 | 55 | $20,914
ACV4.00HF-EOSSV | 4" | 1 | 88 | $23,070
ACV6.00HF-EOSSV | 6" | 1 | 182 | $24,147
FLANGED BY FLANGED (ANSI 150)
Model Number | Size | Qty. per Carton | Weight per Carton (Lbs.) | List Price (Each)
ACV3.00-PR | 3" | 1 | 38 | $5,132
ACV4.00-PR | 4" | 1 | 65 | $6,770
ACV6.00-PR | 6" | 1 | 117 | $10,824
ACV8.00-PR | 8" | 1 | 207 | $15,469
ACV10.00-PR | 10" | 1 | 382 | $31,090
REDUCED PORT PRESSURE SUSTAINING VALVES
FLANGED BY FLANGED (ANSI 150)
Model Number | Size | Qty. per Carton | Weight per Carton (Lbs.) | List Price (Each)
ACV3.00-PS | 3" | 1 | 38 | $5,132
ACV4.00-PS | 4" | 1 | 65 | $6,770
ACV6.00-PS | 6" | 1 | 117 | $10,824
ACV8.00-PS | 8" | 1 | 207 | $15,469
ACV10.00-PS | 10" | 1 | 382 | $31,090
FULL PORT HIGH FLOW PRESSURE REDUCING VALVES
FLANGED BY FLANGED (ANSI 150)
Model Number | Size | Qty. per Carton | Weight per Carton (Lbs.) | List Price (Each)
ACV1.50-HF-PR | 1 1/2" | 1 | 32 | $4,614
ACV2.00-HF-PR | 2" | 1 | 32 | $4,614
ACV3.00-HF-PR | 3" | 1 | 55 | $7,202
ACV4.00-HF-PR | 4" | 1 | 88 | $9,185
ACV6.00-HF-PR | 6" | 1 | 182 | $15,954
ACV8.00-HF-PR | 8" | 1 | 351 | $30,615
ACV10.00-HF-PR | 10" | 1 | 545 | $37,850
FULL PORT HIGH FLOW PRESSURE REDUCING VALVES
FLANGED BY FLANGED (ANSI 150)
Model Number | Size | Qty. per Carton | Weight per Carton (Lbs.) | List Price (Each)
ACV3.00-HF-T-PR | 3" | 1 | 55 | $2,352
ACV4.00-HF-T-PR | 4" | 1 | 88 | $2,912
ACV6.00-HF-T-PR | 6" | 1 | 182 | $6,608
FULL PORT HIGH FLOW DIFFERENTIAL LEVEL CONTROL VALVE
FLANGED BY FLANGED (ANSI 150)
Model Number | Size | Qty. per Carton | Weight per Carton (Lbs.) | List Price (Each)
ACV1.50-HF-FLDI1 | 1 1/2" | 1 | 32 | $6,598
ACV2.00-HF-FLDI1 | 2" | 1 | 32 | $6,598
ACV3.00-HF-FLDI1 | 3" | 1 | 53 | $9,372
ACV4.00-HF-FLDI1 | 4" | 1 | 86 | $11,617
ACV6.00-HF-FLDI1 | 6" | 1 | 180 | $17,764
ACV8.00-HF-FLDI1 | 8" | 1 | 351 | $27,166
ACV10.00-HF-FLDI1 | 10" | 1 | 545 | $41,654
REDUCED PORT PRESSURE SUSTAINING
FULL PORT HIGH FLOW PRESSURE REDUCING VALVES 500 SERIES
FLANGED BY FLANGED (ANSI 150)
Model Number | Size | Qty. per Carton | Weight per Carton (Lbs.) | List Price (Each)
ACV1.50-HF5PR | 1 1/2" | 1 | 32 | $3,666
ACV2.00-HF5PR | 2" | 1 | 32 | $3,666
ACV2.50-HF5PR | 2 1/2" | 1 | 35 | $4,011
ACV3.00-HF5PR | 3" | 1 | 55 | $5,174
ACV4.00-HF5PR | 4" | 1 | 88 | $5,606
ACV6.00-HF5PR | 6" | 1 | 182 | $9,918
SEE NOTE BELOW FOR REDUCED PORT
Model Number | Size | Qty. per Carton | Weight per Carton (Lbs.) | List Price (Each)
ACV2.00-REPAIR-KIT | 2" | 1 | 1 | $396
ACV2.50-REPAIR-KIT | 2 1/2" | 1 | 2 | $405
ACV3.00-REPAIR-KIT | 3" | 1 | 3 | $414
ACV4.00-REPAIR-KIT | 4" | 1 | 4 | $414
ACV6.00-REPAIR-KIT | 6" | 1 | 5 | $466
ACV8.00-REPAIR-KIT | 8" | 1 | 6 | $1,553
ACV10.00-REPAIR-KIT | 10" | 1 | 7 | $3,331
For Reduced Port Valves Order One Full Pipe Size Smaller Than Your Full Port Valve.
PRV IRON BODY
FLANGED BY FLANGED AND FEMALE IPS BY FEMALE IPS
Model Number | Size | Qty. per Carton | Weight per Carton (Lbs.) | List Price (Each)
PRV2.50-FLG | 2 1/2" | 1 | 90 | $1,597
PRV2.50-IPS | 2 1/2" | 1 | 75 | $1,597
PRV3.00-FLG | 3" | 1 | 90 | $1,597
PRV3.00-IPS | 3" | 1 | 78 | $1,597
PRV-C-LL SERIES
WATER PRESSURE REDUCING VALVES, COMPACT DESIGN WITH BYPASS.
DOUBLE UNION, THREADED FEMALE INLET AND OUTLET
Model Number | Size | Qty. per Carton | Weight per Carton (Lbs.) | List Price (Each)
PRV.50-DU-IPS-C-LL | 1/2" | 24 | 40 | $122
PRV.75-DU-IPS-C-LL | 3/4" | 24 | 40 | $122
PRV1.00-DU-IPS-C-LL | 1" | 16 | 36 | $171
PRV1.25-DU-IPS-C-LL | 1 1/4" | 6 | 24 | $479
PRV1.50-DU-IPS-C-LL | 1 1/2" | 6 | 26 | $533
PRV2.00-DU-IPS-C-LL | 2" | 6 | 26 | $616
NOTE: ALL 1/2”, 3/4” AND 1” MODELS ARE MANUFACTURED WITH AN ENGINEERED POLYMER CAGE. 1 1/4”, 1 1/2” AND 2” MODELS ARE MANUFACTURED WITH A BRONZE CAGE.
DOUBLE UNION, SOLDER UNION INLET AND OUTLET
Model Number | Size | Qty. per Carton | Weight per Carton (Lbs.) | List Price (Each)
PRV.50-DU-SWT-C-LL | 1/2" | 24 | 40 | $122
PRV.75-DU-SWT-C-LL | 3/4" | 24 | 40 | $122
PRV1.00-DU-SWT-C-LL | 1" | 16 | 36 | $171
PRV1.25-DU-SWT-C-LL | 1 1/4" | 6 | 24 | $479
PRV1.50-DU-SWT-C-LL | 1 1/2" | 6 | 26 | $533
PRV2.00-DU-SWT-C-LL | 2" | 6 | 26 | $616
SINGLE UNION, THREADED FEMALE INLET AND OUTLET
Model Number | Size | Qty. per Carton | Weight per Carton (Lbs.) | List Price (Each)
PRV.50-SU-IPS-C-LL | 1/2" | 24 | 36 | $103
PRV.75-SU-IPS-C-LL | 3/4" | 24 | 36 | $103
PRV1.00-SU-IPS-C-LL | 1" | 16 | 30 | $142
SINGLE UNION, SOLDER UNION INLET AND THREADED FEMALE OUTLET
Model Number | Size | Qty. per Carton | Weight per Carton (Lbs.) | List Price (Each)
PRV.50-SU-SWT-C-LL | 1/2" | 24 | 36 | $103
PRV.75-SU-SWT-C-LL | 3/4" | 24 | 36 | $103
PRV1.00-SU-SWT-C-LL | 1" | 16 | 30 | $142
DOUBLE UNION, CPVC FEMALE INLET AND OUTLET
Model Number | Size | Qty. per Carton | Weight per Carton (Lbs.) | List Price (Each)
PRV.50-DU-CPVC-C-LL | 1/2" | 24 | 36 | $121
PRV.75-DU-CPVC-C-LL | 3/4" | 24 | 36 | $121
PRV1.00-DU-CPVC-C-LL | 1" | 16 | 30 | $159
NOTE: ALL 1/2”, 3/4” AND 1” MODELS ARE MANUFACTURED WITH AN ENGINEERED POLYMER CAGE. 1 1/4”, 1 1/2” AND 2” MODELS ARE MANUFACTURED WITH A BRONZE CAGE.
DOUBLE UNION, PEX INLET AND OUTLET PVC BONNET
Model Number | Size | Qty. per Carton | Weight per Carton (Lbs.) | List Price (Each)
PRV.50-DU-PEX-C-LL | 1/2" | 24 | 36 | $121
PRV.75-DU-PEX-C-LL | 3/4" | 24 | 36 | $121
PRV1.00-DU-PEX-C-LL | 1" | 16 | 30 | $159
DOUBLE UNION, PEX INLET AND OUTLET PVC BONNET
Model Number | Size | Qty. per Carton | Weight per Carton (Lbs.) | List Price (Each)
PRV.50-DU-PRESS-C-LL | 1/2" | 24 | 36 | $121
PRV.75-DU-PRESS-C-LL | 3/4" | 24 | 36 | $121
PRV1.00-DU-PRESS-C-LL | 1" | 16 | 30 | $159
LOW PRESSURE PRV 15PSI TO 75PSI SINGLE UNION IPS
Model Number | Size | Qty. per Carton | Weight per Carton (Lbs.) | List Price (Each)
PRV.50-SU-IPS-LP-LL | 1/2" | 24 | 36 | $103
PRV.75-SU-IPS-LP-LL | 3/4" | 24 | 36 | $103
PRV1.00-SU-IPS-LP-LL | 1" | 16 | 30 | $142
ALSO AVAILABLE IN DU AND IN SWT PLEASE CONSULT FACTORY
PRV WITH METAL CAGES
Model Number | Size | Qty. per Carton | Weight per Carton (Lbs.) | List Price (Each)
PRV.50-DU-IPS-C-MCLL | 1/2" | 24 | 36 | $133
PRV.75-DU-IPS-C-MCLL | 3/4" | 24 | 36 | $133
PRV1.0-DU-IPS-C-MCLL | 1" | 16 | 30 | $171
ALSO AVAILABLE IN DU AND IN SWT PLEASE CONSULT FACTORY
TRANSITION PRV'S
SWEAT INLET PEX OUTLET | SIZE | Qty. per Carton | Weight Per Carton | LIST PRICE
PRV.50-SWI-PXO-LL | 1/2" | 24 | 40 | $140
PRV.75-SWI-PXO-LL | 3/4" | 24 | 40 | $140
PRV1.00-SWI-PXO-LL | 1" | 16 | 34 | $196
TRANSITION PRV'S
CPVC INLET PEX OUTLET | SIZE | Qty. per Carton | Weight Per Carton | LIST PRICE
PRV.50-CPVI-PXO-LL | 1/2" | 24 | 40 | $140
PRV.75-CPVI-PXO-LL | 3/4" | 24 | 40 | $140
PRV1.00-CPVI-PXO-LL | 1" | 16 | 34 | $196
TRANSITION PRV'S
SWEAT INLET UPONOR OUTLET | SIZE | Qty. per Carton | Weight Per Carton | LIST PRICE
PRV.50-SWI-UPO-LL | 1/2" | 24 | 40 | $140
PRV.75-SWI-UPO-LL | 3/4" | 24 | 40 | $140
PRV1.00-SWI-UPO-LL | 1" | 16 | 34 | $196
TRANSITION PRV'S
CPVC INLET UPONOR OUTLET | SIZE | Qty. per Carton | Weight Per Carton | LIST PRICE
PRV.50-CPVI-UPO-LL | 1/2" | 24 | 40 | $140
PRV.75-CPVI-UPO-LL | 3/4" | 24 | 40 | $140
PRV1.00-CPVI-UPO-LL | 1" | 16 | 34 | $196
TRANSITION PRV'S
SWEAT INLET PRESS OUTLET | SIZE | Qty. per Carton | Weight Per Carton | LIST PRICE
PRV.50-SWI-PRO-LL | 1/2" | 24 | 40 | $140
PRV.75-SWI-PRO-LL | 3/4" | 24 | 40 | $140
PRV1.00-SWI-PRO-LL | 1" | 16 | 34 | $196
TRANSITION PRV'S
CPVC INLET PRESS OUTLET | SIZE | Qty. per Carton | Weight Per Carton | LIST PRICE
PRV.50-CPVI-PRO-LL | 1/2" | 24 | 40 | $140
PRV.75-CPVI-PRO-LL | 3/4" | 24 | 40 | $140
PRV1.00-CPVI-PRO-LL | 1" | 16 | 34 | $196
JK SERIES COMPACT DESIGN ONLY
JUMPER KIT, PLASTIC SPOOL, NO UNION CONNECTIONS
Model Number | Size | Qty. per Carton | Weight per Carton (Lbs.) | List Price (Each)
PRV.50-JK-BODY | 1/2" & 3/4" | 1 | 1 | $21
PRV1.00-JK-BODY | 1" | 1 | 1 | $27
PRV1.25-JK-BODY | 1 1/4" | 1 | 1 | $40
PRV1.50-JK-BODY | 1 1/2" | 1 | 1 | $54
PRV2.00-JK-BODY | 2" | 1 | 1 | $83
UNION KIT, ONE UNION SOLDER CONNECTION AND ONE FILTER SCREEN
Model Number | Size | Qty. per Carton | Weight per Carton (Lbs.) | List Price (Each)
PRV.50-SU-SWT-LL-KIT | 1/2" | 1 | 1 | $13
PRV.75-SU-SWT-LL-KIT | 3/4" | 1 | 1 | $13
PRV1.00-SU-SWT-LL-KIT | 1" | 1 | 2 | $21
PRV1.25-SU-SWT-LL-UK | 1 1/4" | 1 | 2 | $54
PRV1.50-SU-SWT-LL-UK | 1 1/2" | 1 | 2 | $54
PRV2.00-SU-SWT-LL-UK | 2" | 1 | 3 | $83
UNION KIT, ONE THREADED CONNECTION AND ONE FILTER SCREEN
Model Number | Size | Qty. per Carton | Weight per Carton (Lbs.) | List Price (Each)
PRV.50-SU-IPS-LL-KIT | 1/2" | 1 | 1 | $13
PRV.75-SU-IPS-LL-KIT | 3/4" | 1 | 1 | $13
PRV1.00-SU-IPS-LL-KIT | 1" | 1 | 2 | $21
PRV1.25-SU-IPS-LL-UK | 1-1/4" | 1 | 2 | $48
PRV1.50-SU-IPS-LL-UK | 1-1/2" | 1 | 2 | $72
PRV2.00-SU-IPS-LL-UK | 2" | 1 | 3 | $88
COMPLETELY ASSEMBLED JUMPER KIT (THREADED CONNECTIONS)
Model Number | Size | Qty. per Carton | Weight per Carton (Lbs.) | List Price (Each)
PRV.50-IPS-JK | 1/2" | 6 | 10 | $48
PRV.75-IPS-JK | 3/4" | 6 | 12 | $48
PRV1.00-IPS-JK | 1" | 6 | 14 | $62
PRV1.25-IPS-JK | 1 1/4" | 1 | 2 | $150
PRV1.50-IPS-JK | 1 1/2” | 1 | 3 | $197
PRV2.00-IPS-JK | 2" | 1 | 4 | $260
COMPLETELY ASSEMBLED JUMPER KIT (SWEAT CONNECTIONS)
Model Number | Size | Qty. per Carton | Weight per Carton (Lbs.) | List Price (Each)
PRV.50–SWT -JK | 1/2" | 6 | 10 | $35
PRV.75–SWT -JK | 3/4" | 6 | 12 | $36
PRV1.00–SWT -JK | 1" | 6 | 14 | $62
PRV1.25–SWT -JK | 1 1/4" | 1 | 2 | $150
PRV1.50–SWT -JK | 1 1/2” | 1 | 3 | $177
PRV2.00–SWT -JK | 2" | 1 | 4 | $260
PRV REPAIR KITS
RUBBER REPAIR KITS FOR COMPACT MODEL PRV
Model Number | Size | Qty. per Carton | Weight per Carton (Lbs.) | List Price (Each)
PRV.50-C-RUBBER-KIT | 1/2" | 1 | 1 | $40
PRV.75-C-RUBBER-KIT | 3/4" | 1 | 1 | $40
PRV1.00-C-RUBBER-KIT | 1" | 1 | 1 | $40
PRV1.25-C-RUBBER-KIT | 1 1/4" | 1 | 1 | $54
PRV1.50-C-RUBBER-KIT | 1 1/2" | 1 | 1 | $54
PRV2.00-C-RUBBER-KIT | 2" | 1 | 1 | $54
RUBBER REPAIR KITS FOR FULL PATTERN MODEL PRV
Model Number | Size | Qty. per Carton | Weight per Carton (Lbs.) | List Price (Each)
PRV.50-F-RUBBER-KIT | 1/2" | 1 | 1 | $40
PRV.75-F-RUBBER-KIT | 3/4" | 1 | 1 | $40
PRV1.00-F-RUBBER-KIT | 1" | 1 | 1 | $40
PVB SERIES
PRESSURE VACUUM BREAKERS. LOW LEAD AB 1953 COMPLIANT
WITH 1/4 TURN SHUTOFF VALVES
Model Number | Size | Qty. per Carton | Weight per Carton (Lbs.) | List Price (Each)
PVB.50-QT-LL | 1/2" | 1 | 3 | $234
PVB.75-QT-LL | 3/4" | 1 | 4 | $251
PVB1.00-QT-LL | 1" | 1 | 5 | $318
PVB1.25-QT-LL | 1 1/4" | 1 | 8 | $843
PVB1.50-QT-LL | 1 1/2" | 1 | 9 | $954
PVB2.00-QT-LL | 2" | 1 | 10 | $1,155
DCAV SERIES
DUAL CHECK VALVE WITH ATMOSPHERIC VENT (BOILER FEED BACKFLOW VALVE)
Model Number | Size | Qty. per Carton | Weight per Carton (Lbs.) | List Price (Each)
DCAV.50-NPT | 1/2" | 1 | 2 | $106
DCAV.75-NPT | 3/4" | 1 | 2 | $106
DCAV.50-SWT | 1/2" | 1 | 2 | $106
DCAV.75-SWT | 3/4" | 1 | 2 | $106
DCAV-KIT | 1/2", 3/4" | 1 | 1 | $56
AIR RELEASE VALVES MH SERIES
HIGH FLOW AIR & VACUUM VALVE (ANSI 150)
Model Number | Size | Qty. per Carton | Weight per Carton (Lbs.) | List Price (Each)
AV2.00-MH-K | 2" | 1 | 17 | $1,596
AV3.00-MH-K | 3" | 1 | 27 | $2,501
AV4.00-MH-K | 4" | 1 | 57 | $3,363
AV6.00-MH-K | 6" | 1 | 115 | $6,985
AV8.00-MH-K | 8" | 1 | 192 | $10,652
AV10.00-MH-K | 10" | 1 | 478 | $14,403
HIGH FLOW COMBINATION VALVE (ANSI 150)
Model Number | Size | Qty. per Carton | Weight per Carton (Lbs.) | List Price (Each)
AV2.00-MH-KA | 2" | 1 | 17 | $1,897
AV3.00-MH-KA | 3" | 1 | 27 | $2,932
AV4.00-MH-KA | 4" | 1 | 57 | $3,838
AV6.00-MH-KA | 6" | 1 | 115 | $7,551
AV8.00-MH-KA | 8" | 1 | 192 | $11,211
AV10.00-MH-KA | 10" | 1 | 478 | $16,127
HIGH FLOW COMBINATION VALVE WITH SURGE ARRESTING FEATURE (ANSI 150)
Model Number | Size | Qty. per Carton | Weight per Carton (Lbs.) | List Price (Each)
AV2.00-MH-KA-SA | 2" | 1 | 17 | $2,890
AV3.00-MH-KA-SA | 3" | 1 | 27 | $4,356
AV4.00-MH-KA-SA | 4" | 1 | 57 | $5,607
AV6.00-MH-KA-SA | 6" | 1 | 115 | $9,703
AV8.00-MH-KA-SA | 8" | 1 | 192 | $15,092
AV10.00-MH-KA-SA | 10" | 1 | 478 | $24,321
AIR RELEASE VALVES MS SERIES
REDUCED PORT AIR & VACUUM VALVE (ANSI 150)
Model Number | Size | Qty. per Carton | Weight per Carton (Lbs.) | List Price (Each)
AV3.00-MS-K | 3" | 1 | 20 | $1,639
AV4.00-MS-K | 4" | 1 | 31 | $2,501
AV6.00-MS-K | 6" | 1 | 68 | $3,536
AV8.00-MS-K | 8" | 1 | 125 | $7,159
AV10.00-MS-K | 10" | 1 | 273 | $10,090
AV12.00-MS-K | 12" | 1 | 467 | $16,300
REDUCED PORT COMBINATION VALVE (ANSI 150)
Model Number | Size | Qty. per Carton | Weight per Carton (Lbs.) | List Price (Each)
AV3.00-MS-KA | 3" | 1 | 20 | $2,027
AV4.00-MS-KA | 4" | 1 | 31 | $2,890
AV6.00-MS-KA | 6" | 1 | 68 | $4,269
AV8.00-MS-KA | 8" | 1 | 125 | $8,279
AV10.00-MS-KA | 10" | 1 | 273 | $10,652
AV12.00-MS-KA | 12" | 1 | 467 | $16,990
REDUCED PORT COMBINATION VALVE WITH SURGE ARRESTING FEATURE (ANSI 150)
Model Number | Size | Qty. per Carton | Weight per Carton (Lbs.) | List Price (Each)
AV3.00-MS-KA-SA | 3" | 1 | 20 | $2,932
AV4.00-MS-KA-SA | 4" | 1 | 31 | $4,269
AV6.00-MS-KA-SA | 6" | 1 | 68 | $5,951
AV8.00-MS-KA-SA | 8" | 1 | 125 | $10,349
AV10.00-MS-KA-SA | 10" | 1 | 273 | $14,316
AV12.00-MS-KA-SA | 12" | 1 | 467 | $25,183
AIR RELEASE VALVES HP SERIES
HIGH FLOW AIR & VACUUM VALVE (ANSI 300)
Model Number | Size | Qty. per Carton | Weight per Carton (Lbs.) | List Price (Each)
AV2.00-MH-K-HP | 2" | 1 | 17 | $1,995
AV3.00-MH-K-HP | 3" | 1 | 27 | $3,127
AV4.00-MH-K-HP | 4" | 1 | 57 | $4,204
AV6.00-MH-K-HP | 6" | 1 | 115 | $8,733
AV8.00-MH-K-HP | 8" | 1 | 192 | $13,315
AV10.00-MH-K-HP | 10" | 1 | 478 | $18,003
HIGH FLOW COMBINATION VALVE (ANSI 300)
Model Number | Size | Qty. per Carton | Weight per Carton (Lbs.) | List Price (Each)
AV2.00-MH-KA-HP | 2" | 1 | 17 | $2,372
AV3.00-MH-KA-HP | 3" | 1 | 27 | $3,666
AV4.00-MH-KA-HP | 4" | 1 | 57 | $4,797
AV6.00-MH-KA-HP | 6" | 1 | 115 | $9,434
AV8.00-MH-KA-HP | 8" | 1 | 192 | $14,016
AV10.00-MH-KA-HP | 10" | 1 | 478 | $20,159
HIGH FLOW COMBINATION VALVE WITH SURGE ARRESTING FEATURE (ANSI 300)
Model Number | Size | Qty. per Carton | Weight per Carton (Lbs.) | List Price (Each)
AV2.00-MH-KA-SA-HP | 2" | 1 | 17 | $3,612
AV3.00-MH-KA-SA-HP | 3" | 1 | 27 | $5,444
AV4.00-MH-KA-SA-HP | 4" | 1 | 57 | $7,008
AV6.00-MH-KA-SA-HP | 6" | 1 | 115 | $12,127
AV8.00-MH-KA-SA-HP | 8" | 1 | 192 | $18,865
AV10.00-MH-KA-SA-HP | 10" | 1 | 478 | $30,401
REDUCED PORT AIR & VACUUM VALVE (ANSI 300)
Model Number | Size | Qty. per Carton | Weight per Carton (Lbs.) | List Price (Each)
AV3.00-MS-K-HP | 3" | 1 | 20 | $2,047
AV4.00-MS-K-HP | 4" | 1 | 31 | $3,127
AV6.00-MS-K-HP | 6" | 1 | 68 | $4,421
AV8.00-MS-K-HP | 8" | 1 | 125 | $8,948
AV10.00-MS-K-HP | 10" | 1 | 273 | $12,613
AV12.00-MS-K-HP | 12" | 1 | 467 | $20,376
REDUCED PORT COMBINATION VALVE (ANSI 300)
Model Number | Size | Qty. per Carton | Weight per Carton (Lbs.) | List Price (Each)
AV3.00-MS-KA-HP | 3" | 1 | 20 | $2,533
AV4.00-MS-KA-HP | 4" | 1 | 31 | $3,612
AV6.00-MS-KA-HP | 6" | 1 | 68 | $5,336
AV8.00-MS-KA-HP | 8" | 1 | 125 | $9,240
AV10.00-MS-KA-HP | 10" | 1 | 273 | $13,315
AV12.00-MS-KA-HP | 12" | 1 | 467 | $21,237
REDUCED PORT COMBINATION VALVE WITH SURGE ARRESTING FEATURE (ANSI 300)
Model Number | Size | Qty. per Carton | Weight per Carton (Lbs.) | List Price (Each)
AV3.00-MS-KA-SA-HP | 3" | 1 | 20 | $3,666
AV4.00-MS-KA-SA-HP | 4" | 1 | 31 | $5,336
AV6.00-MS-KA-SA-HP | 6" | 1 | 68 | $7,439
AV8.00-MS-KA-SA-HP | 8" | 1 | 125 | $12,937
AV10.00-MS-KA-SA-HP | 10" | 1 | 273 | $17,896
AV12.00-MS-KA-SA-HP | 12" | 1 | 467 | $31,480
AIR RELEASE VALVES PLASTIC SERIES
COMBINATION AIR RELEASE AND AIR & VACUUM VALVE
Model Number | Size | Qty. per Carton | Weight per Carton (Lbs.) | List Price (Each)
AV.50-P-KA | 1/2" | 25 | 20 | $515
AV.75-P-KA | 3/4" | 25 | 20 | $515
AV1.00-P-KA | 1" | 20 | 16 | $515
AV2.00-P-KA | 2" | 8 | 16 | $739
AIR RELEASE VALVES WP SERIES
SEWAGE AIR RELEASE VALVES COATED STEEL BODY
Model Number | Size | Qty. per Carton | Weight per Carton (Lbs.) | List Price (Each)
AV2.00-WP-KA-CS-TH | 2" IPS | 1 | 28 | $5,150
AV2.00-WP-KA-CS-FL | 2" FLANGED | 1 | 33 | $5,416
AV3.00-WP-KA-CS-FL | 3" FLANGED | 1 | 33 | $5,752
AV4.00-WP-KA-CS-FL | 4" FLANGED | 1 | 40 | $6,070
AV6.00-WP-KA-CS-FL | 6" FLANGED | 1 | 49 | $6,584
SEWAGE AIR RELEASE VALVES STAINLESS STEEL BODY
Model Number | Size | Qty. per Carton | Weight per Carton (Lbs.) | List Price (Each)
AV2.00-WP-KA-SS-TH | 2" IPS | 1 | 27 | $7,623
AV2.00-WP-KA-SS-FL | 2" FLANGED | 1 | 28 | $8,389
AV3.00-WP-KA-SS-FL | 3" FLANGED | 1 | 33 | $8,781
AV4.00-WP-KA-SS-FL | 4" FLANGED | 1 | 40 | $9,345
AV6.00-WP-KA-SS-FL | 6" FLANGED | 1 | 49 | $9,880
FDC (SMALL)
DOUBLE CHECK BACKFLOW PREVENTER, BRONZE BODY
WITH 1/4 TURN SHUTOFF VALVES
Model Number | Size | Qty. per Carton | Weight per Carton (Lbs.) | List Price (Each)
FDC.50-QT-LL | 1/2" | 1 | 4 | $311
FDC.75-QT-LL | 3/4" | 1 | 4.5 | $353
FDC1.00-QT-LL | 1" | 1 | 6.4 | $515
FDC1.25-QT-LL | 1 1/4" | 1 | 10 | $902
FDC1.50-QT-LL | 1 1/2" | 1 | 12 | $1,058
FDC2.00-QT-LL | 2" | 1 | 19 | $1,653
WITH 1/4 TURN SHUTOFF AND LOCKING HANDLES
Model Number | Size | Qty. per Carton | Weight per Carton (Lbs.) | List Price (Each)
FDC.50-QT-LH-LL | 1/2" | 1 | 4 | $343
FDC.75-QT-LH-LL | 3/4" | 1 | 4.5 | $389
FDC1.00-QT-LH-LL | 1" | 1 | 6.4 | $567
FDC1.25-QT-LH-LL | 1 1/4" | 1 | 10 | $992
FDC1.50-QT-LH-LL | 1 1/2" | 1 | 12 | $1,165
FDC2.00-QT-LH-LL | 2" | 1 | 19 | $1,819
WITH 1/4 TURN SHUTOFFS AND STAINLESS STEEL HANDLES
Model Number | Size | Qty. per Carton | Weight per Carton (Lbs.) | List Price (Each)
FDC.50-QT-SH-LL | 1/2" | 1 | 4 | $343
FDC.75-QT-SH-LL | 3/4" | 1 | 4.5 | $389
FDC1.00-QT-SH-LL | 1" | 1 | 6.4 | $567
FDC1.25-QT-SH-LL | 1 1/4" | 1 | 10 | $992
FDC1.50-QT-SH-LL | 1 1/2" | 1 | 12 | $1,165
FDC2.00-QT-SH-LL | 2" | 1 | 19 | $1,819
WITH 1/4 TURN SHUTOFF AND WYE TYPE STRAINER
Model Number | Size | Qty. per Carton | Weight per Carton (Lbs.) | List Price (Each)
FDC.50-QT-S-LL | 1/2" | 1 | 4.9 | $342
FDC.75-QT-S-LL | 3/4" | 1 | 5.3 | $399
FDC1.00-QT-S-LL | 1" | 1 | 7.5 | $590
FDC1.25-QT-S-LL | 1 1/4" | 1 | 11.5 | $1,011
FDC1.50-QT-S-LL | 1 1/2" | 1 | 14 | $1,216
FDC2.00-QT-S-LL | 2" | 1 | 22 | $1,907
FDC (LARGE)
DOUBLE CHECK BACKFLOW PREVENTER
WITH DUCTILE IRON SHUTOFFS AND lead freeED COMPONENTS WITH NRS RESILIENT SEATED SHUTOFF VALVES AND FLANGED CONNECTIONS
Model Number | Size | Qty. per Carton | Weight per Carton (Lbs.) | List Price (Each)
FDC2.50-NRS | 2 1/2" | 1 | 183 | $4,187
FDC3.00-NRS | 3" | 1 | 200 | $4,347
FDC4.00-NRS | 4" | 1 | 222 | $4,948
FDC6.00-NRS | 6" | 1 | 380 | $7,669
FDC8.00-NRS | 8" | 1 | 900 | $21,177
FDC10.00-NRS | 10" | 1 | 1170 | $25,507
WITH OSY RESILIENT SEATED SHUTOFF VALVES AND FLANGED CONNECTIONS
Model Number | Size | Qty. per Carton | Weight per Carton (Lbs.) | List Price (Each)
FDC2.50-OSY | 2 1/2" | 1 | 191 | $4,490
FDC3.00-OSY | 3" | 1 | 206 | $4,547
FDC4.00-OSY | 4" | 1 | 237 | $5,148
FDC6.00-OSY | 6" | 1 | 386 | $7,794
FDC8.00-OSY | 8" | 1 | 950 | $22,308
FDC10.00-OSY | 10" | 1 | 1270 | $26,638
NRS RESILIENT SEATED SHUTOFF VALVES, FLANGED CONNECTIONS COMPLIES WITH THE BUY AMERICA ACT AND THE PENNSYLVANIA STEEL ACT
Model Number | Size | Qty. per Carton | Weight per Carton (Lbs.) | List Price (Each)
FDC2.50-NRS-BA | 2 1/2" | 1 | 183 | P.O.A.
FDC3.00-NRS-BA | 3" | 1 | 200 | P.O.A.
FDC4.00-NRS-BA | 4" | 1 | 222 | P.O.A.
FDC6.00-NRS-BA | 6" | 1 | 380 | P.O.A.
FDC8.00-NRS-BA | 8" | 1 | 900 | P.O.A.
FDC10.00-NRS-BA | 10" | 1 | 1170 | P.O.A.
-BA BUY AMERICA PRODUCTS MEET THE 51% DOMESTIC REQUIREMENT ONLY.
OSY RESILIENT SEATED SHUTOFF VALVES, FLANGED CONNECTIONS IS UL LISTED AND APPROVED
Model Number | Size | Qty. per Carton | Weight per Carton (Lbs.) | List Price (Each)
FDC2.50-OSY-UL | 2 1/2" | 1 | 191 | $4,404
FDC3.00-OSY-UL | 3" | 1 | 206 | $4,461
FDC4.00-OSY-UL | 4" | 1 | 237 | $5,049
FDC6.00-OSY-UL | 6" | 1 | 386 | $7,646
FDC8.00-OSY-UL | 8" | 1 | 950 | $21,883
FDC10.00-OSY-UL | 10" | 1 | 1270 | $26,130
WITH NRS RESILIENT SEATED SHUTOFF VALVES, FLANGED WITH A STRAINER
Model Number | Size | Qty. per Carton | Weight per Carton (Lbs.) | List Price (Each)
FDC2.50-NRS-S | 2 1/2" | 1 | 219 | $4,605
FDC3.00-NRS-S | 3" | 1 | 243 | $4,911
FDC4.00-NRS-S | 4" | 1 | 290 | $5,616
FDC6.00-NRS-S | 6" | 1 | 540 | $9,173
FDC8.00-NRS-S | 8" | 1 | 1175 | $23,435
FDC10.00-NRS-S | 10" | 1 | 1580 | $29,268
WITH OSY RESILIENT SEATED SHUTOFF VALVES, FLANGED WITH A STRAINER
Model Number | Size | Qty. per Carton | Weight per Carton (Lbs.) | List Price (Each)
FDC2.50-OSY-S | 2 1/2" | 1 | 227 | $4,907
FDC3.00-OSY-S | 3" | 1 | 249 | $5,108
FDC4.00-OSY-S | 4" | 1 | 305 | $5,813
FDC6.00-OSY-S | 6" | 1 | 546 | $9,295
FDC8.00-OSY-S | 8" | 1 | 1225 | $24,555
FDC10.00-OSY-S | 10" | 1 | 1680 | $30,388
DOUBLE CHECK BACKFLOW PREVENTER
WITH GROOVED CONNECTIONS WITH NRS RESILIENT SEATED SHUTOFF VALVES AND GROOVED CONNECTIONS
Model Number | Size | Qty. per Carton | Weight per Carton (Lbs.) | List Price (Each)
FDC2.50-NRS-G | 2 1/2" | 1 | 174 | $4,188
FDC3.00-NRS-G | 3" | 1 | 190 | $4,349
FDC4.00-NRS-G | 4" | 1 | 211 | $4,950
FDC6.00-NRS-G | 6" | 1 | 361 | $7,672
FDC8.00-NRS-G | 8" | 1 | 880 | $21,188
FDC10.00-NRS-G | 10" | 1 | 1140 | $25,517
FDC GROOVED
OSY RESILIENT SEATED SHUTOFF VALVES AND GROOVED CONNECTIONS
Model Number | Size | Qty. per Carton | Weight per Carton (Lbs.) | List Price (Each)
FDC2.50-OSY-G | 2 1/2" | 1 | 181 | $4,490
FDC3.00-OSY-G | 3" | 1 | 196 | $4,547
FDC4.00-OSY-G | 4" | 1 | 225 | $5,148
FDC6.00-OSY-G | 6" | 1 | 367 | $7,794
FDC8.00-OSY-G | 8" | 1 | 930 | $22,308
FDC10.00-OSY-G | 10" | 1 | 1240 | $26,638
OSY RESILIENT SEATED SHUTOFF VALVES, GROOVED CONNECTIONS COMPLIES AND IS LISTED TO UL
Model Number | Size | Qty. per Carton | Weight per Carton (Lbs.) | List Price (Each)
FDC2.50-OSY-G-UL | 2 1/2" | 1 | 181 | $4,624
FDC3.00-OSY-G-UL | 3" | 1 | 196 | $4,684
FDC4.00-OSY-G-UL | 4" | 1 | 225 | $5,302
FDC6.00-OSY-G-UL | 6" | 1 | 367 | $8,028
FDC8.00-OSY-G-UL | 8" | 1 | 930 | $22,977
FDC10.00-OSY-G-UL | 10" | 1 | 1240 | $27,437
DOUBLE CHECK BACKFLOW PREVENTER, LESS GATE VALVES, GROOVED CONNECTIONS
Model Number | Size | Qty. per Carton | Weight per Carton (Lbs.) | List Price (Each)
FDC2.50-LF | 2 1/2" | 1 | 72 | $4,114
FDC3.00-LF | 3" | 1 | 72 | $4,114
FDC4.00-LF | 4" | 1 | 72 | $4,114
FDC6.00-LF | 6" | 1 | 150 | $7,470
FDC8.00-LF | 8" | 1 | 360 | $10,020
FDC10.00-LF | 10" | 1 | 360 | $14,043
DCDA SERIES
(DCDA) WITH FLANGED CONNECTIONS DOUBLE CHECK DETECTOR ASSEMBLIES
OSY RESILIENT SEATED SHUTOFF VALVES, FLANGED CONNECTIONS
Model Number | Size | Qty. per Carton | Weight per Carton (Lbs.) | List Price (Each)
FDC2.50-OSY-DCDA | 2 1/2" | 1 | 196 | $7,252
FDC3.00-OSY-DCDA | 3" | 1 | 211 | $7,786
FDC4.00-OSY-DCDA | 4" | 1 | 240 | $7,998
FDC6.00-OSY-DCDA | 6" | 1 | 382 | $11,039
FDC8.00-OSY-DCDA | 8" | 1 | 970 | $25,497
FDC10.00-OSY-DCDA | 10" | 1 | 1290 | $30,296
DOUBLE CHECK DETECTOR ASSEMBLIES (DCDA) WITH GROOVED CONNECTIONS
OSY RESILIENT SEATED SHUTOFF VALVES, GROOVED CONNECTIONS
Model Number | Size | Qty. per Carton | Weight per Carton (Lbs.) | List Price (Each)
FDC2.50-OSYG-DCDA | 2 1/2" | 1 | 187 | $7,252
FDC3.00-OSYG-DCDA | 3" | 1 | 200 | $7,786
FDC4.00-OSYG-DCDA | 4" | 1 | 228 | $7,998
FDC6.00-OSYG-DCDA | 6" | 1 | 363 | $11,039
FDC8.00-OSYG-DCDA | 8" | 1 | 950 | $25,497
FDC10.0-OSYG-DCDA | 10" | 1 | 1260 | $30,296
OSY RESILIENT SEATED SHUTOFF VALVES, FLANGED CONNECTIONS COMPLIES AND IS LISTED TO UL
Model Number | Size | Qty. per Carton | Weight per Carton (Lbs.) | List Price (Each)
FDC2.50-OSY-DCDA-UL | 2 1/2" | 1 | 196 | $7,252
FDC3.00-OSY-DCDA-UL | 3" | 1 | 211 | $7,786
FDC4.00-OSY-DCDA-UL | 4" | 1 | 240 | $7,998
FDC6.00-OSY-DCDA-UL | 6" | 1 | 382 | $11,039
FDC8.00-OSY-DCDA-UL | 8" | 1 | 970 | $25,497
FDC10.00-OSY-DCDA-UL | 10" | 1 | 1290 | $30,296
DOUBLE CHECK DETECTOR ASSEMBLIES (DCDA) WITH GROOVED CONNECTIONS
OSY RESILIENT SEATED SHUTOFF VALVES, GROOVED CONNECTIONS
Model Number | Size | Qty. per Carton | Weight per Carton (Lbs.) | List Price (Each)
FDC2.50-OSYG-DCDA-UL | 2 1/2" | 1 | 187 | $7,252
FDC3.00-OSYG-DCDA-UL | 3" | 1 | 200 | $7,786
FDC4.00-OSYG-DCDA-UL | 4" | 1 | 228 | $7,998
FDC6.00-OSYG-DCDA-UL | 6" | 1 | 363 | $11,039
FDC8.00-OSYG-DCDA-UL | 8" | 1 | 950 | $25,497
FDC10.0-OSYG-DCDA-UL | 10" | 1 | 1260 | $30,296
BARRACUDA 20 FDC
DOUBLE CHECK BACKFLOW PREVENTOR
STAINLESS STEEL BODY AND NRS GATE VALVES FLANGED CONNECTIONS
Model Number | Size | Qty. per Carton | Weight per Carton (Lbs.) | List Price (Each)
FDC2.50-SS-NRS | 2/1/2” | 1 | 101 | $4,187
FDC3.00-SS-NRS | 3” | 1 | 117 | $4,347
FDC4.00-SS-NRS | 4” | 1 | 150 | $4,948
FDC6.00-SSX-NRS | 6” | 1 | 295 | $7,669
FDC8.00-SS-NRS | 8” | 1 | 401 | $21,177
DOUBLE CHECK BACKFLOW PREVENTOR
STAINLESS STEEL BODY AND NRS GATE VALVES WITH GROOVED ENDS
Model Number | Size | Qty. per Carton | Weight per Carton (Lbs.) | List Price (Each)
FDC2.50-SS-NRS-G | 2/1/2” | 1 | 96 | $4,187
FDC3.00-SS-NRS-G | 3” | 1 | 111 | $4,347
FDC4.00-SS-NRS-G | 4” | 1 | 140 | $4,948
FDC6.00-SSX-NRS-G | 6” | 1 | 280 | $7,669
FDC8.00-SS-NRS-G | 8” | 1 | 381 | $21,177
DOUBLE CHECK BACKFLOW PREVENTOR
STAINLESS STEEL BODY AND NRS GATE VALVESFLANGED CONNECTIONS STRAINER ATTACHED
Model Number | Size | Qty. per Carton | Weight per Carton (Lbs.) | List Price (Each)
FDC2.50-SS-NRS-S | 2/1/2” | 1 | 136 | $4,605
FDC3.00-SS-NRS-S | 3” | 1 | 155 | $4,911
FDC4.00-SS-NRS-S | 4” | 1 | 210 | $5,616
FDC6.00-SSX-NRS-S | 6” | 1 | 425 | $9,173
FDC8.00-SS-NRS-S | 8” | 1 | 676 | $23,435
DOUBLE CHECK BACKFLOW PREVENTOR
STAINLESS STEEL BODY AND OSY GATE VALVES FLANGED CONNECTIONS
Model Number | Size | Qty. per Carton | Weight per Carton (Lbs.) | List Price (Each)
FDC2.50-SS-OSY | 2/1/2” | 1 | 121 | $4,490
FDC3.00-SS-OSY |  | 1 | 145 | $4,547
FDC4.00-SS-OSY | 4” | 1 | 166 | $5,148
FDC6.00-SSX-OSY | 6” | 1 | 328 | $7,794
FDC8.00-SS-OSY | 8” | 1 | 411 | $22,308
DOUBLE CHECK BACKFLOW PREVENTOR
STAINLESS STEEL BODY AND OSY GATE VALVES WITH GROOVED ENDS
Model Number | Size | Qty. per Carton | Weight per Carton (Lbs.) | List Price (Each)
FDC2.50-SS-OSY-G | 2/1/2” | 1 | 116 | $4,490
FDC3.00-SS-OSY-G | 3” | 1 | 139 | $4,547
FDC4.00-SS-OSY-G | 4” | 1 | 156 | $5,148
FDC6.00-SSX-OSY-G | 6” | 1 | 313 | $7,794
FDC8.00-SS-OSY-G | 8” | 1 | 391 | $22,308
DOUBLE CHECK BACKFLOW PREVENTOR
STAINLESS STEEL BODY AND OSY GATE VALVES FLANGED CONNECTIONS STRAINER ATTACHED
Model Number | Size | Qty. per Carton | Weight per Carton (Lbs.) | List Price (Each)
FDC2.50-SS-OSY-S | 2/1/2” | 1 | 156 | $4,907
FDC3.00-SS-OSY-S | 3” | 1 | 183 | $5,108
FDC4.00-SS-OSY-S | 4” | 1 | 226 | $5,813
FDC6.00-SSX-OSY-S | 6” | 1 | 458 | $9,295
FDC8.00-SS-OSY-S | 8” | 1 | 686 | $24,555
DOUBLE CHECK BACKFLOW PREVENTOR MEETS BUY AMERICA AND PSA STANDARDS
STAINLESS STEEL BODY AND NRS GATE VALVES FLANGED CONNECTIONS
Model Number | Size | Qty. per Carton | Weight per Carton (Lbs.) | List Price (Each)
FDC2.50-SS-NRS-BA | 2/1/2” | 1 | 101 | $4,971
FDC3.00-SS-NRS-BA | 3” | 1 | 117 | $5,131
FDC4.00-SS-NRS-BA | 4” | 1 | 150 | $5,732
FDC6.00-SSX-NRS-BA | 6” | 1 | 295 | $8,453
FDC8.00-SS-NRS-BA | 8” | 1 | 401 | $21,961
DOUBLE CHECK BACKFLOW PREVENTOR MEETS BUY AMERICA AND PSA STANDARDS
STAINLESS STEEL BODY AND NRS GATE VALVES WITH GROOVED ENDS
Model Number | Size | Qty. per Carton | Weight per Carton (Lbs.) | List Price (Each)
FDC2.50-SS-NRS-G-BA | 2/1/2” | 1 | 96 | $4,971
FDC3.00-SS-NRS-G-BA | 3” | 1 | 111 | $5,131
FDC4.00-SS-NRS-G-BA | 4” | 1 | 140 | $5,732
FDC6.00-SSX-NRS-G-BA | 6” | 1 | 280 | $8,453
FDC8.00-SS-NRS-G-BA | 8” | 1 | 381 | $21,961
DOUBLE CHECK BACKFLOW PREVENTOR MEETS BUY AMERICA AND PSA STANDARDS
STAINLESS STEEL BODY AND NRS GATE VALVES FLANGED CONNECTIONS STRAINER ATTACHED
Model Number | Size | Qty. per Carton | Weight per Carton (Lbs.) | List Price (Each)
FDC2.50-SS-NRS-S-BA | 2/1/2” | 1 | 136 | $5,389
FDC3.00-SS-NRS-S-BA | 3” | 1 | 155 | $5,695
FDC4.00-SS-NRS-S-BA | 4” | 1 | 210 | $6,400
FDC6.00-SSX-NRS-S-BA | 6” | 1 | 425 | $9,957
FDC8.00-SS-NRS-S-BA | 8” | 1 | 676 | $24,219
DOUBLE CHECK BACKFLOW PREVENTOR MEETS BUY AMERICA AND PSA STANDARDS
STAINLESS STEEL BODY AND OSY GATE VALVES FLANGED CONNECTIONS
Model Number | Size | Qty. per Carton | Weight per Carton (Lbs.) | List Price (Each)
FDC2.50-SS-OSY-BA | 2/1/2” | 1 | 121 | $5,274
FDC3.00-SS-OSY-BA | 3” | 1 | 145 | $5,331
FDC4.00-SS-OSY-BA | 4” | 1 | 166 | $5,932
FDC6.00-SSX-OSY-BA | 6” | 1 | 328 | $8,578
FDC8.00-SS-OSY-BA | 8” | 1 | 411 | $23,092
DOUBLE CHECK BACKFLOW PREVENTOR MEETS BUY AMERICA AND PSA STANDARDS
STAINLESS STEEL BODY AND OSY GATE VALVES WITH GROOVED ENDS
Model Number | Size | Qty. per Carton | Weight per Carton (Lbs.) | List Price (Each)
FDC2.50-SS-OSY-G-BA | 2/1/2” | 1 | 116 | $5,274
FDC3.00-SS-OSY-G-BA | 3” | 1 | 139 | $5,331
FDC4.00-SS-OSY-G-BA | 4” | 1 | 156 | $5,932
FDC6.00-SSX-OSY-G-BA | 6” | 1 | 313 | $8,578
FDC8.00-SS-OSY-G-BA | 8” | 1 | 391 | $23,092
DOUBLE CHECK BACKFLOW PREVENTOR MEETS BUY AMERICA AND PSA STANDARDS
STAINLESS STEEL BODY AND OSY GATE VALVES FLANGED CONNECTIONS STRAINER ATTACHED
Model Number | Size | Qty. per Carton | Weight per Carton (Lbs.) | List Price (Each)
FDC2.50-SS-OSY-S-BA | 2/1/2” | 1 | 156 | $5,691
FDC3.00-SS-OSY-S-BA | 3” | 1 | 183 | $5,892
FDC4.00-SS-OSY-S-BA | 4” | 1 | 226 | $6,597
FDC6.00-SSX-OSY-S-BA | 6” | 1 | 458 | $10,079
FDC8.00-SS-OSY-S-BA | 8” | 1 | 686 | $25,339
FRP (SMALL)
REDUCED PRESSURE ZONE BACKFLOW PREVENTER LOW LEAD
WITH 1/4 TURN SHUTOFF VALVES
Model Number | Size | Qty. per Carton | Weight per Carton (Lbs.) | List Price (Each)
FRP.50-QT-LL | 1/2" | 1 | 6 | $426
FRP.75-QT-LL | 3/4" | 1 | 6 | $452
FRP1.00-QT-LL | 1" | 1 | 9 | $647
FRP1.25-QT-LL | 1 1/4" | 1 | 13 | $1,677
FRP1.50-QT-LL | 1 1/2" | 1 | 17 | $1,819
FRP2.00-QT-LL | 2" | 1 | 26 | $2,091
WITH 1/4 TURN SHUTOFF VALVES AND LOCKING HANDLES
Model Number | Size | Qty. per Carton | Weight per Carton (Lbs.) | List Price (Each)
FRP.50-QT-LH-LL | 1/2" | 1 | 6 | $468
FRP.75-QT-LH-LL | 3/4" | 1 | 6 | $497
FRP1.00-QT-LH-LL | 1" | 1 | 9 | $712
FRP1.25-QT-LH-LL | 1 1/4" | 1 | 13 | $1,845
FRP1.50-QT-LH--LL | 1 1/2" | 1 | 17 | $2,000
FRP2.00-QT-LH-LL | 2" | 1 | 26 | $2,300
WITH 1/4 TURN SHUTOFF VALVES AND STAINLESS STEEL HANDLES
Model Number | Size | Qty. per Carton | Weight per Carton (Lbs.) | List Price (Each)
FRP.50-QT-SH-LL | 1/2" | 1 | 6 | $468
FRP.75-QT-SH-LL | 3/4" | 1 | 6 | $497
FRP1.00-QT-SH-LL | 1" | 1 | 9 | $712
FRP1.25-QT-SH-LL | 1 1/4" | 1 | 13 | $1,845
FRP1.50-QT-SH-LL | 1 1/2" | 1 | 17 | $2,000
FRP2.00-QT-SH-LL | 2" | 1 | 26 | $2,300
WITH 1/4 TURN SHUTOFF VALVES AND WYE TYPE STRAINER
Model Number | Size | Qty. per Carton | Weight per Carton (Lbs.) | List Price (Each)
FRP.50-QT-S-LL | 1/2" | 1 | 7 | $455
FRP.75-QT-S-LL | 3/4" | 1 | 7 | $500
FRP1.00-QT-S-LL | 1" | 1 | 10 | $721
FRP1.25-QT-S-LL | 1 1/4" | 1 | 15 | $1,786
FRP1.50-QT-S-LL | 1 1/2" | 1 | 19 | $1,975
FRP2.00-QT-S-LL | 2" | 1 | 31 | $2,343
LESS SHUTOFFS
Model Number | Size | Qty. per Carton | Weight per Carton (Lbs.) | List Price (Each)
FRP.50-LF-LL | 1/2" | 1 | 5 | $325
FRP.75-LF-LL | 3/4" | 1 | 5 | $345
FRP1.00-LF-LL | 1" | 1 | 7 | $495
FRP1.25-LF-LL | 1 1/4" | 1 | 10 | $1,281
FRP1.50-LF-LL | 1 1/2" | 1 | 13 | $1,389
FRP2.00-LF-LL | 2" | 1 | 20 | $1,597
FRP (LARGE)
REDUCED PRESSURE ZONE BACKFLOW PREVENTER
WITH FLANGED CONNECTIONS, DUCTILE IRON SHUTOFF DEVICES NRS RESILIENT SEATED SHUTOFF VALVES
Model Number | Size | Qty. per Carton | Weight per Carton (Lbs.) | List Price (Each)
FRP2.50-NRS | 2 1/2" | 1 | 193 | $4,903
FRP3.00-NRS | 3" | 1 | 210 | $5,072
FRP4.00-NRS | 4" | 1 | 232 | $5,701
FRP6.00-NRS | 6" | 1 | 390 | $8,439
FRP8.00-NRS | 8" | 1 | 940 | $23,249
FRP10.00-NRS | 10" | 1 | 1210 | $27,577
OSY RESILIENT SEATED SHUTOFF VALVES
Model Number | Size | Qty. per Carton | Weight per Carton (Lbs.) | List Price (Each)
FRP2.50-OSY | 2 1/2" | 1 | 201 | $4,977
FRP3.00-OSY | 3" | 1 | 216 | $5,230
FRP4.00-OSY | 4" | 1 | 247 | $5,899
FRP6.00-OSY | 6" | 1 | 396 | $8,543
FRP8.00-OSY | 8" | 1 | 990 | $24,368
FRP10.00-OSY | 10" | 1 | 1310 | $28,696
OSY RESILIENT SEATED SHUTOFF VALVES, FLANGED CONNECTIONS COMPLIES WITH AND IS LISTED TO UL
Model Number | Size | Qty. per Carton | Weight per Carton (Lbs.) | List Price (Each)
FRP2.50-OSY-UL | 2 1/2" | 1 | 201 | $5,127
FRP3.00-OSY-UL | 3" | 1 | 216 | $5,388
FRP4.00-OSY-UL | 4" | 1 | 247 | $6,075
FRP6.00-OSY-UL | 6" | 1 | 396 | $8,801
FRP8.00-OSY-UL | 8" | 1 | 990 | $25,099
FRP10.00-OSY-UL | 10" | 1 | 1310 | $29,556
OSY RESILIENT SEATED SHUTOFF VALVES, WITH A FLANGED STRAINER
Model Number | Size | Qty. per Carton | Weight per Carton (Lbs.) | List Price (Each)
FRP2.50-OSY-S | 2 1/2" | 1 | 237 | $5,358
FRP3.00-OSY-S | 3" | 1 | 259 | $5,753
FRP4.00-OSY-S | 4" | 1 | 315 | $6,521
FRP6.00-OSY-S | 6" | 1 | 556 | $10,006
FRP8.00-OSY-S | 8" | 1 | 1265 | $26,472
FRP10.00-OSY-S | 10" | 1 | 1820 | $32,305
NRS RESILIENT SEATED SHUTOFF VALVES, WITH A FLANGED STRAINER
Model Number | Size | Qty. per Carton | Weight per Carton (Lbs.) | List Price (Each)
FRP2.50-NRS-S | 2 1/2" | 1 | 237 | $5,552
FRP3.00-NRS-S | 3" | 1 | 259 | $5,880
FRP4.00-NRS-S | 4" | 1 | 315 | $6,651
FRP6.00-NRS-S | 6" | 1 | 556 | $10,404
FRP8.00-NRS-S | 8" | 1 | 1215 | $26,677
FRP10.00-NRS-S | 10" | 1 | 1620 | $32,801
FRP SERIES
REDUCED PRESSURE ZONE BACKFLOW PREVENTER
WITH GROOVED CONNECTIONS, DUCTILE IRON SHUTOFF DEVICES NRS RESILIENT SEATED SHUTOFF VALVES
Model Number | Size | Qty. per Carton | Weight per Carton (Lbs.) | List Price (Each)
FRP2.50-NRS-G | 2 1/2" | 1 | 183 | $4,903
FRP3.00-NRS-G | 3" | 1 | 200 | $5,072
FRP4.00-NRS-G | 4" | 1 | 220 | $5,701
FRP6.00-NRS-G | 6" | 1 | 371 | $8,439
FRP8.00-NRS-G | 8" | 1 | 920 | $23,249
FRP10.00-NRS-G | 10" | 1 | 1180 | $27,577
OSY RESILIENT SEATED SHUTOFF VALVES WITH GROOVED CONNECTIONS
Model Number | Size | Qty. per Carton | Weight per Carton (Lbs.) | List Price (Each)
FRP2.50-OSY-G | 2 1/2" | 1 | 191 | $4,977
FRP3.00-OSY-G | 3" | 1 | 205 | $5,230
FRP4.00-OSY-G | 4" | 1 | 235 | $5,899
FRP6.00-OSY-G | 6" | 1 | 376 | $8,543
FRP8.00-OSY-G | 8" | 1 | 970 | $24,368
FRP10.00-OSY-G | 10" | 1 | 1280 | $28,696
LESS SHUT OFF DEVICES, GROOVED CONNECTIONS
Model Number | Size | Qty. per Carton | Weight per Carton (Lbs.) | List Price (Each)
FRP2.50-LF | 2 1/2" | 1 | 82 | $5,055
FRP3.00-LF | 3" | 1 | 82 | $5,055
FRP4.00-LF | 4" | 1 | 82 | $5,055
FRP6.00-LF | 6" | 1 | 150 | $8,411
FRP8.00-LF | 8" | 1 | 300 | $11,902
FRP10.00-LF | 10" | 1 | 300 | $15,924
All FDC and FRP devices 2 ½” thru 10” are available to meet the BUY AMERICA ACT and the PENNSYLVANIA STEEL ACT call customer service for pricing and lead times.
RPDA SERIES
REDUCED PRESSURE DETECTOR ASSEMBLIES (RPDA)
OSY RESILIENT SEATED SHUTOFF VALVES, COMPLIES ANDIS LISTED WITH UL FLANGED CONNECTIONS
Model Number | Size | Qty. per Carton | Weight per Carton (Lbs.) | List Price (Each)
FRP2.50-OSY-RPDA-UL | 2 1/2" | 1 | 211 | $6,671
FRP3.00-OSY-RPDA-UL | 3" | 1 | 225 | $6,924
FRP4.00-OSY-RPDA-UL | 4" | 1 | 255 | $7,592
FRP6.00-OSY-RPDA-UL | 6" | 1 | 396 | $10,237
FRP8.00-OSY-RPDA-UL | 8" | 1 | 990 | $27,190
FRP10.00-OSY-RPDA-UL | 10" | 1 | 1300 | $31,518
REDUCED PRESSURE DETECTOR ASSEMBLIES (RPDA)
OSY RESILIENT SEATED SHUTOFF VALVES, GROOVED CONNECTIONS COMPLIES AND IS LISTED WITH UL
Model Number | Size | Qty. per Carton | Weight per Carton (Lbs.) | List Price (Each)
FRP2.50-OSYG-RPDA-UL | 2 1/2" | 1 | 200 | $6,671
FRP3.00-OSYG-RPDA-UL | 3" | 1 | 214 | $6,924
FRP4.00-OSYG-RPDA-UL | 4" | 1 | 242 | $7,592
FRP6.00-OSYG-RPDA-UL | 6" | 1 | 376 | $10,237
FRP8.00-OSYG-RPDA-UL | 8" | 1 | 941 | $27,190
FRP10.0-OSYG-RPDA-UL | 10" | 1 | 1235 | $31,518
BARRACUDA 40 FRP
REDUCED PRESSURE ZONE BACKFLOW PREVENTOR
STAINLESS STEEL BODY AND NRS GATE VALVES FLANGED CONNECTIONS
Model Number | Size | Qty. per Carton | Weight per Carton (Lbs.) | List Price (Each)
FRP2.50-SS-NRS | 2/1/2” | 1 | 104 | $4,903
FRP3.00-SS-NRS | 3” | 1 | 120 | $5,072
FRP4.00-SS-NRS | 4” | 1 | 153 | $5,701
FRP6.00-SSX-NRS | 6” | 1 | 298 | $8,439
FRP8.00-SS-NRS | 8” | 1 | 404 | $23,249
REDUCED PRESSURE ZONE BACKFLOW PREVENTOR
STAINLESS STEEL BODY AND NRS GATE VALVES GROOVED CONNECTIONS
Model Number | Size | Qty. per Carton | Weight per Carton (Lbs.) | List Price (Each)
FRP2.50-SS-NRS-G | 2/1/2” | 1 | 99 | $4,903
FRP3.00-SS-NRS-G | 3” | 1 | 114 | $5,072
FRP4.00-SS-NRS-G | 4” | 1 | 143 | $5,701
FRP6.00-SSX-NRS-G | 6” | 1 | 283 | $8,439
FRP8.00-SS-NRS-G | 8” | 1 | 384 | $23,249
REDUCED PRESSURE ZONE BACKFLOW PREVENTOR
STAINLESS STEEL BODY AND NRS GATE VALVES FLANGED CONNECTIONS STRAINER ATTACHED
Model Number | Size | Qty. per Carton | Weight per Carton (Lbs.) | List Price (Each)
FRP2.50-SS-NRS-S | 2/1/2” | 1 | 139 | $5,358
FRP3.00-SS-NRS-S | 3” | 1 | 158 | $5,753
FRP4.00-SS-NRS-S | 4” | 1 | 213 | $6,521
FRP6.00-SSX-NRS-S | 6” | 1 | 428 | $10,006
FRP8.00-SS-NRS-S | 8” | 1 | 679 | $26,472
REDUCED PRESSURE ZONE BACKFLOW PREVENTOR
STAINLESS STEEL BODY AND OSY GATE VALVES FLANGED CONNECTIONS
Model Number | Size | Qty. per Carton | Weight per Carton (Lbs.) | List Price (Each)
FRP2.50-SS-OSY | 2/1/2” | 1 | 124 | $4,977
FRP3.00-SS-OSY | 3” | 1 | 148 | $5,230
FRP4.00-SS-OSY | 4” | 1 | 169 | $5,899
FRP6.00-SSX-OSY | 6” | 1 | 331 | $8,543
FRP8.00-SS-OSY | 8” | 1 | 414 | $24,368
REDUCED PRESSURE ZONE BACKFLOW PREVENTOR
STAINLESS STEEL BODY AND OSY GATE VALVES GROOVED CONNECTIONS
Model Number | Size | Qty. per Carton | Weight per Carton (Lbs.) | List Price (Each)
FRP2.50-SS-OSY-G | 2/1/2” | 1 | 119 | $4,977
FRP3.00-SS-OSY-G | 3” | 1 | 142 | $5,230
FRP4.00-SS-OSY-G | 4” | 1 | 159 | $5,899
FRP6.00-SSX-OSY-G | 6” | 1 | 316 | $8,543
FRP8.00-SS-OSY-G | 8” | 1 | 394 | $24,368
REDUCED PRESSURE ZONE BACKFLOW PREVENTOR
STAINLESS STEEL BODY AND OSY GATE VALVES FLANGED CONNECTIONS STRAINER ATTACHED
Model Number | Size | Qty. per Carton | Weight per Carton (Lbs.) | List Price (Each)
FRP2.50-SS-OSY-S | 2/1/2” | 1 | 159 | $5,552
FRP3.00-SS-OSY-S | 3” | 1 | 186 | $5,880
FRP4.00-SS-OSY-S | 4” | 1 | 229 | $6,651
FRP6.00-SSX-OSY-S | 6” | 1 | 461 | $10,404
FRP8.00-SS-OSY-S | 8” | 1 | 689 | $26,677
REDUCED PRESSURE ZONE BACKFLOW PREVENTOR MEETS BUY AMERICA AND PSA STANDARDS
STAINLESS STEEL BODY AND NRS GATE VALVES FLANGED CONNECTIONS
Model Number | Size | Qty. per Carton | Weight per Carton (Lbs.) | List Price (Each)
FRP2.50-SS-NRS-BA | 2/1/2” | 1 | 104 | $5,687
FRP3.00-SS-NRS-BA | 3” | 1 | 120 | $5,856
FRP4.00-SS-NRS-BA | 4” | 1 | 153 | $6,485
FRP6.00-SSX-NRS-BA | 6” | 1 | 298 | $9,223
FRP8.00-SS-NRS-BA | 8” | 1 | 404 | $24,033
REDUCED PRESSURE ZONE BACKFLOW PREVENTOR MEETS BUY AMERICA AND PSA STANDARDS
STAINLESS STEEL BODY AND NRS GATE VALVES GROOVED CONNECTIONS
Model Number | Size | Qty. per Carton | Weight per Carton (Lbs.) | List Price (Each)
FRP2.50-SS-NRS-G-BA | 2/1/2” | 1 | 99 | $5,687
FRP3.00-SS-NRS-G-BA | 3” | 1 | 114 | $5,856
FRP4.00-SS-NRS-G-BA | 4” | 1 | 143 | $6,485
FRP6.00-SSX-NRS-G-BA | 6” | 1 | 283 | $9,223
FRP8.00-SS-NRS-G-BA | 8” | 1 | 384 | $24,033
REDUCED PRESSURE ZONE BACKFLOW PREVENTOR MEETS BUY AMERICA AND PSA STANDARDS
STAINLESS STEEL BODY AND NRS GATE VALVES FLANGED CONNECTIONS STRAINER ATTACHED
Model Number | Size | Qty. per Carton | Weight per Carton (Lbs.) | List Price (Each)
FRP2.50-SS-NRS-S-BA | 2/1/2” | 1 | 139 | $6,142
FRP3.00-SS-NRS-S-BA | 3” | 1 | 158 | $6,537
FRP4.00-SS-NRS-S-BA | 4” | 1 | 213 | $7,305
FRP6.00-SSX-NRS-S-BA | 6” | 1 | 428 | $10,790
FRP8.00-SS-NRS-S-BA | 8” | 1 | 679 | $27,256
-BA Buy America products meet the 51% domestic requirement only.
REDUCED PRESSURE ZONE BACKFLOW PREVENTOR MEETS BUY AMERICA AND PSA STANDARDS
STAINLESS STEEL BODY AND OSY GATE VALVES FLANGED CONNECTIONS
Model Number | Size | Qty. per Carton | Weight per Carton (Lbs.) | List Price (Each)
FRP2.50-SS-OSY-BA | 2/1/2” | 1 | 124 | $5,761
FRP3.00-SS-OSY-BA | 3” | 1 | 148 | $6,014
FRP4.00-SS-OSY-BA | 4” | 1 | 169 | $6,683
FRP6.00-SSX-OSY-BA | 6” | 1 | 331 | $9,327
FRP8.00-SS-OSY-BA | 8” | 1 | 414 | $25,152
REDUCED PRESSURE ZONE BACKFLOW PREVENTOR MEETS BUY AMERICA AND PSA STANDARDS
STAINLESS STEEL BODY AND OSY GATE VALVES GROOVED CONNECTIONS
Model Number | Size | Qty. per Carton | Weight per Carton (Lbs.) | List Price (Each)
FRP2.50-SS-OSY-G-BA | 2/1/2” | 1 | 119 | $5,761
FRP3.00-SS-OSY-G-BA | 3” | 1 | 142 | $6,014
FRP4.00-SS-OSY-G-BA | 4” | 1 | 159 | $6,683
FRP6.00-SSX-OSY-G-BA | 6” | 1 | 316 | $9,327
FRP8.00-SS-OSY-G-BA | 8” | 1 | 394 | $25,152
REDUCED PRESSURE ZONE BACKFLOW PREVENTOR MEETS BUY AMERICA AND PSA STANDARDS
STAINLESS STEEL BODY AND OSY GATE VALVES FLANGED CONNECTIONS STRAINER ATTACHED
Model Number | Size | Qty. per Carton | Weight per Carton (Lbs.) | List Price (Each)
FRP2.50-SS-OSY-S-BA | 2/1/2” | 1 | 159 | $6,336
FRP3.00-SS-OSY-S-BA | 3” | 1 | 186 | $6,664
FRP4.00-SS-OSY-S-BA | 4” | 1 | 229 | $7,435
FRP6.00-SSX-OSY-S-BA | 6” | 1 | 461 | $11,188
FRP8.00-SS-OSY-S-BA | 8” | 1 | 689 | $27,461
DC SERIES
DUAL CHECK VALVES
IN LINE DOUBLE CHECK VALVE. DUAL CHECK VALVES LOW LEAD.
IN LINE DOUBLE CHECK VALVE CONFORMS WITH AB 1953
FEMALE NPT BY FEMALE NPT
Model Number | Size | Qty. per Carton | Weight per Carton (Lbs.) | List Price (Each)
DC.50-NPTX.50-NPT-LL | 1/2" | 1 | 1.5 | $88
DC.75-NPTX.75-NPT-LL | 3/4" | 1 | 1.6 | $88
DC1.0-NPTX.75-NPT-LL | 1" Inlet by 3/4" | 1 | 1.7 | $93
DC1.0-NPTX1.0-NPT-LL | 1" | 1 | 2 | $95
DUAL CHECK VALVES LOW LEAD
IN LINE DOUBLE CHECK VALVE CONFORMS WITH AB 1953
FEMALE SWT INLET BY FEMALE NPT
Model Number | Size | Qty. per Carton | Weight per Carton (Lbs.) | List Price (Each)
DC.50-SWTX.50-NPT-LL | 1/2" | 1 | 1.5 | $88
DC.75-SWTX.75-NPT-LL | 3/4" | 1 | 1.6 | $88
DC1.0-SWTX.75-NPT-LL | 1" Inlet by 3/4" | 1 | 1.7 | $93
DC1.0-SWTX1.0-NPT-LL | 1" | 1 | 2 | $95
DUAL CHECK VALVES LOW LEAD
IN LINE DOUBLE CHECK VALVE CONFORMS WITH AB 1953
FEMALE IPS INLET BY FEMALE WATER METER CONNECTION
Model Number | Size | Qty. per Carton | Weight per Carton (Lbs.) | List Price (Each)
DC.75-FWMX.75-NPT-LL | 3/4” | 1 | 1.5 | $93
DC.75-FWMX1.0-NPT-LL | 1" | 1 | 1.5 | $95
DC1.0-FWMX.75-NPT-LL | 3/4" | 1 | 1.6 | $95
DC1.25-FWMX-1.0-NPT-LL | 1" | 1 | 2 | $122
AG SERIES
AIR GAPS FOR FRP VALVES
AIR GAPS FOR RELIEF VALVES
Model Number | Size | Qty. per Carton | Weight per Carton (Lbs.) | List Price (Each)
AG1.00 | 1/2" thru 1" | 1 | 2 | $67
AG2.00 | 1 1/4" thru 2" | 1 | 3 | $76
AG6.00 | 2 1/2" thru 6" | 1 | 5 | $87
AG6.00-90 | 2 1/2" thru 6" | 1 | 5 | $55
AG10.00 | 8" and 10" | 1 | 8 | $109
AG10.00-90 | 8" and 10" | 1 | 8 | $75
AIR GAPS FOR BARRACUDA 40 FRP SERIES
Model Number | Size | Qty. per Carton | Weight per Carton (Lbs.) | List Price (Each)
AG4.00-SS | 2 ½” thru 4” | 1 | 2 | $220
AG8.00-SS | 6” and 8” | 1 | 3 | $264
REPLACEMENT CHECKS FOR BARRACUDA VALVES
REPLACEMENT CHECKS FOR BARRACUDA VALVES
Model Number | Size | Qty. per Carton | Weight per Carton (Lbs.) | List Price (Each)
FRP4.00-SS-CHECK-1ST | 2 1/2"-4" | 1 | 2 | $802
FRP4.00-SS-CHECK-2ND | 2 1/2"-4" | 1 | 2 | $990
FDC4.00-SS-CHECK-1ST | 2 1/2"-4" | 1 | 2 | $802
FDC4.00-SS-CHECK-2ND | 2 1/2"-4" | 1 | 2 | $990
FRP8.00-SS-CHECK-1ST | 6"-8" | 1 | 4 | $1,788
FRP8.00-SS-CHECK-2ND | 6"-8" | 1 | 4 | $1,581
FDC8.00-SS-CHECK-1ST | 6"-8" | 1 | 4 | $1,581
FDC8.00-SS-CHECK-2ND | 6"-8" | 1 | 4 | $1,581
RUBBER REPAIR KITS FOR BARACUDA VALVES
Model Number | Size | Qty. per Carton | Weight per Carton (Lbs.) | List Price (Each)
FDC-FRP4.0-SS-RUBKIT | 2 1/2"-4" | 1 | 1 | $340
FDC-FRP8.0-SS-RUBKIT | 6"-8" | 1 | 1 | $641
FRP2-8-SS-RELIEF-KIT | 2 1/2"-8" | 1 | 2 | $533
FRP4.00-SS-REL-VLV | 2 1/2"-4" | 1 | 2 | $1,931
FRP8.00-SS-REL-VLV | 6"-8" | 1 | 2 | $1,931
SPOOLS AND SPACERS
DUAL FLANGED PIPE SPACERS MADE TO FIT YOUR APPLICATION
RIGID PIPE COUPLINGS
Model Number | Size | Qty. per Carton | Weight per Carton (Lbs.) | List Price (Each)
SP2.50 | 2 1/2" | 1 |  | $1,288
SP3.00 | 3" | 1 |  | $1,460
SP4.00 | 4" | 1 |  | $2,287
SP6.00 | 6" | 1 |  | $3,651
SP8.00 | 8" | 1 |  | $4,997
SP10.00 | 10" | 1 |  | $6,343
FDC-RK SERIES
REPAIR KITS & PARTS FOR DOUBLE CHECK BACKFLOW PREVENTERS
ALL RUBBER SEATS AND SEALS
Model Number | Size | Qty. per Carton | Weight per Carton (Lbs.) | List Price (Each)
FDC.75-RUBBER-KIT | 1/2", | 1 | 1 | 31
3/4"
FDC1.00-RUBBER-KIT | 1" | 1 | 1 | 38
FDC1.50-RUBBER-KIT | 1 1/4", | 1 | 1 | 46
1 1/2"
FDC2.00-RUBBER-KIT | 2" | 1 | 1 | 59
FDC4.00-RUBBER-KIT | 2 1/2", 3", 4" | 1 | 1 | 271
FDC6.00-RUBBER-KIT | 6" | 1 | 1 | 327
FDC10.00-RUBBER-KIT | 8", 10" | 1 | 1 | 483
REPLACEMENT CHECK
Model Number | Size | Qty. per Carton | Weight per Carton (Lbs.) | List Price (Each)
FDC.75-CHECK | 1/2", 3/4" | 1 | 1 | 35
FDC1.00-CHECK | 1" | 1 | 1 | 78
FDC1.50-CHECK | 1 1/4", | 1 | 1 | 142
1 1/2"
FDC2.00-CHECK | 2" | 1 | 1 | 157
FDC4.00-CHECK | 2 1/2", 3", 4" | 1 | 1 | 740
FDC6.00-CHECK | 6" | 1 | 1 | 1201
FDC10.00-CHECK | 8", 10" | 1 | 1 | 1860
FRP-RK SERIES
KITS FOR REDUCED PRESSURE ZONE BACKFLOW PREVENTERS
ALL RUBBER SEATS AND SEALS EXCEPT RELIEF VALVE
Model Number | Size | Qty. per Carton | Weight per Carton (Lbs.) | List Price (Each)
FRP.75-RUBBER-KIT | 1/2", 3/4" | 1 | 1 | 29
FRP1.00-RUBBER-KIT | 1" | 1 | 1 | 35
FRP2.00-RUBBER-KIT | 1 1/4", | 1 | 1 | 43
1 1/2",2"
FRP4.00-RUBBER-KIT | 2 1/2", 3", 4" | 1 | 1 | 261
FRP6.00-RUBBER-KIT | 6" | 1 | 1 | 315
FRP10.00-RUBBER-KIT | 8", 10" | 1 | 1 | 464
ALL RUBBER SEATS AND SEALS, RELIEF VALVE ONLY
Model Number | Size | Qty. per Carton | Weight per Carton (Lbs.) | List Price (Each)
FRP1.00-RV-KIT | 1/2", 3/4", 1" | 1 | 1 | 56
FRP2.00-RV-KIT | 1 1/4",1 1/2",2" | 1 | 1 | 66
FRP6.00-RV-KIT | 2 1/2", | 1 | 1 | 301
3",4",6"
FRP10.00-RV-KIT | 8", 10" | 1 | 1 | 464
REPLACEMENT FOR FIRST CHECK
Model Number | Size | Qty. per Carton | Weight per Carton (Lbs.) | List Price (Each)
FRP.75-CHECK-1ST | 1/2", 3/4" | 1 | 1 | 40
FRP1.00-CHECK-1ST | 1" | 1 | 1 | 76
FRP2.00-CHECK-1ST | 1 1/4", | 1 | 1 | 150
1 1/2",2"
FRP4.00-CHECK-1ST | 2 1/2", 3", 4" | 1 | 3 | 758
FRP6.00-CHECK-1ST | 6" | 1 | 5 | 1308
FRP10.00-CHECK-1ST | 8", 10" | 1 | 7 | 1861
PLASTIC REPLACEMENT PARTS FOR RELIEF VALVES
Model Number | Size | Weight per Carton (Lbs.) | List Price (Each)
FRP1.00-RV-PARTS | 1/2", 3/4", 1" | 1 | $55
FRP2.00-RV-PARTS | 1 1/4", 1 1/2",2" | 1 | $65
FRP6.00-RV-PARTS | 2 1/2", 3",4" ,6" | 2 | $96
REPLACEMENT BACKFLOW CHECKS
REPLACEMENT FOR SECOND CHECK
Model Number | Size | Qty. per Carton | Weight per Carton (Lbs.) | List Price (Each)
FRP.75-CHECK-2ND | 1/2", 3/4" | 1 | 1 | 35
FRP1.00-CHECK-2ND | 1" | 1 | 1 | 78
FRP2.00-CHECK-2ND | 1 1/4", | 1 | 1 | 142
1 1/2",2"
FRP4.00-CHECK-2ND | 2 1/2", 3", 4" | 1 | 3 | 740
FRP6.00-CHECK-2ND | 6" | 1 | 5 | 1201
FRP10.00-CHECK-2ND | 8", 10" | 1 | 7 | 1860
OLD HERSEY BEECO REPAIR KITS
RUBBER REPAIR KITS. OLD STYLE HERSEY BEECO BACKFLOW PREVENTERS
RUBBER REPAIR KIT, FDC MODEL (2006 AND PRIOR)
Model Number | Size | Qty. per Carton | Weight per Carton (Lbs.) | List Price (Each)
65671-FDC-BASIC-KIT | 3/4"&1" | 1 | 1 | $148
65672-FDC-BASIC-KIT | 1 1/2" | 1 | 1 | $217
65673-FDC-BASIC-KIT | 2" | 1 | 1 | $235
RUBBER REPAIR KIT, FDC MODEL 2 AND DDC II MODEL (2006 AND PRIOR)
Model Number | Size | Qty. per Carton | Weight per Carton (Lbs.) | List Price (Each)
63351-FDC-RUB-KIT | 3" | 1 | 1 | $502
63451-FDC-RUB-KIT | 4" | 1 | 1 | $687
63651-FDC-RUB-KIT | 6" | 1 | 1 | $810
63851-FDC-RUB-KIT | 8" | 1 | 1 | $1,550
63951-FDC-RUB-KIT | 10" | 1 | 1 | $4,463
RUBBER REPAIR KIT, FRP II (2006 AND PRIOR)
Model Number | Size | Qty. per Carton | Weight per Carton (Lbs.) | List Price (Each)
65668-FRPII-RUB-KIT | 3/4"&1" | 1 | 1 | 170
65669-FRPII-RUB-KIT | 1 1/4" & | 1 | 1 | 230
1 1/2"
65670-FRPII-RUB-KIT | 2" | 1 | 1 | 248
RUBBER REPAIR KIT, FRP #6CM CAST IRON DESIGN (2006 AND PRIOR)
Model Number | Size | Qty. per Carton | Weight per Carton (Lbs.) | List Price (Each)
63543-CI-6CM-RUB-KIT | 2 1/2" | 1 | 1 | $844
63350-CI-6CM-RUB-KIT | 3" | 1 | 1 | $876
63450-CI-6CM-RUB-KIT | 4" | 1 | 1 | $1,037
63650-CI-6CM-RUB-KIT | 6" | 1 | 1 | $1,424
63850-CI-6CM-RUB-KIT | 8" | 1 | 1 | $2,053
63950-CI-6CM-RUB-KIT | 10" | 1 | 1 | $4,907
RUBBER REPAIR KIT, FRP #6CM BRONZE DESIGN (2006 AND PRIOR)
Model Number | Size | Qty. per Carton | Weight per Carton (Lbs.) | List Price (Each)
63550-BRZ-6CM-KIT | 2 1/2" | 1 | 1 | $816
63343-BRZ-6CM-KIT | 3" | 1 | 1 | $833
63443-BRZ-6CM-KIT | 4" | 1 | 1 | $888
63643-BRZ-6CM-KIT | 6" | 1 | 1 | $1,388
RUBBER REPAIR KIT, FRP 6C CAST IRON DESIGN (2006 AND PRIOR)
Model Number | Size | Qty. per Carton | Weight per Carton (Lbs.) | List Price (Each)
61231-CI-6C-RUB-KIT | 6" | 1 | 1 | $1,007
61233-CI-6C-RUB-KIT | 8" | 1 | 1 | $2,554
61234-CI-6C-RUB-KIT | 10" | 1 | 1 | $3,488
RUBBER REPAIR KIT, FRP 6C BRONZE DESIGN (2006 AND PRIOR)
Model Number | Size | Qty. per Carton | Weight per Carton (Lbs.) | List Price (Each)
61225-BRZ-6C-RUB-KIT | 1" | 1 | 1 | $512
61226-BRZ-6C-RUB-KIT | 1 1/2" | 1 | 1 | $554
61227-BRZ-6C-RUB-KIT | 2" | 1 | 1 | $608
61228-BRZ-6C-RUB-KIT | 2 1/2" | 1 | 1 | $675
61229-BRZ-6C-RUB-KIT | 3" | 1 | 1 | $709
61230-BRZ-6C-RUB-KIT | 4" | 1 | 1 | $753
61232-BRZ-6C-RUB-KIT | 6" | 1 | 1 | $971
MI-CONTROL SERIES
NPT CONNECTIONS ADJUSTABLE FROM 80PSI TO 150PSI RELIEF
Model Number | Size | Qty. per Carton | Weight per Carton (Lbs.) | List Price (Each)
MI-CONTROL-NPT-LL | 3/4" | 20 | 25 | 76
MI-CONTROL-NPT-LL-C | 3/4" | 20 | 25 | 76
PEX CONNECTIONS ADJUSTABLE FROM 80PSI TO 150PSI RELIEF
Model Number | Size | Qty. per Carton | Weight per Carton (Lbs.) | List Price (Each)
MI-CONTROL-PEX-LL | 3/4" | 20 | 25 | 80
MI-CONTROL-PEX-B-LL | 3/4" | 20 | 25 | 81
-B BARB DRAIN CONNECTION ASSEMBLED
SWEAT CONNECTIONS ADJUSTABLE FROM 80PSI TO 150PSI RELIEF
Model Number | Size | Qty. per Carton | Weight per Carton (Lbs.) | List Price (Each)
MI-CONTROL-SWT-LL | 3/4" | 20 | 25 | 76
MI-CONTROL-SWT-B-LL | 3/4" | 20 | 25 | 77
-B BARB CONNECTION ASSEMBLED
UPONOR CONNECTIONS ADJUSTABLE FROM 80PSI TO 150PSI RELIEF
Model Number | Size | Qty. per Carton | Weight per Carton (Lbs.) | List Price (Each)
MI-CONTROL-UP-LL | 3/4" | 20 | 25 | 76
ADJUSTABLE REPLACEMENT RELIEF VALVE
Model Number | Size | Qty. per Carton | Weight per Carton (Lbs.) | List Price (Each)
MI-CONTROL-RV | 3/4" | 1 | 1 | 55
CV SERIES
BRONZE SILENT CHECK VALVE THREADED CONNECTIONS
Model Number | Size | Qty. per Carton | Weight per Carton (Lbs.) | List Price (Each)
CV.25-IPS-LL | 1/4" | 20 | 10 | $25
CV.375-IPS-LL | 3/8" | 20 | 12 | $25
CV.50-IPS-LL | 1/2" | 20 | 14 | $25
CV.75-IPS-LL | 3/4" | 20 | 16 | $49
CV1.00-IPS-LL | 1" | 20 | 24 | $62
BRONZE SILENT CHECK VALVE SWEAT CONNECTIONS
Model Number | Size | Qty. per Carton | Weight per Carton (Lbs.) | List Price (Each)
CV.50-SWT-LL | 1/2" | 20 | 14 | $25
CV.75-SWT-LL | 3/4" | 20 | 16 | $49
CV1.00-SWT-LL | 1" | 20 | 24 | $74
ASVB SERIES
ANTI-SIPHON VACUUM BREAKER.
BRASS BODY DESIGN
Model Number | Size | Qty. per Carton | Weight per Carton (Lbs.) | List Price (Each)
ASVB.25-B-LL | 1/4" | 24 | 10 | $31
ASVB.375-B-LL | 3/8" | 24 | 10 | $31
ASVB.50-B-LL | 1/2" | 16 | 8 | $39
ASVB.75-B-LL | 3/4" | 16 | 12 | $48
CHROME PLATED BODY DESIGN
Model Number | Size | Qty. per Carton | Weight per Carton (Lbs.) | List Price (Each)
ASVB.25-CP-LL | 1/4" | 24 | 10 | $45
ASVB.375-CP-LL | 3/8" | 24 | 10 | $45
ASVB.50-CP-LL | 1/2" | 16 | 8 | $54
ASVB.75-CP-LL | 3/4" | 16 | 12 | $65
HBVB SERIES
HOSE CONNECTION VACUUM BREAKERS
HOSE CONNECTION ATMOSPHERIC VACUUM BREAKER
Model Number | Size | Qty. per Carton | Weight per Carton (Lbs.) | List Price (Each)
HVB.75F-X-.75M-RB-LL | 3/4" | 1 | 1 | $16
HVB.75F-X-.75M-CP-LL | 3/4" | 1 | 1 | $17
SELF DRAINING HOSE VACUUM BREAKER
Model Number | Size | Qty. per Carton | Weight per Carton (Lbs.) | List Price (Each)
HBVBSD.75-CP-LL | 3/4" | 1 | 1 | $36
HBVBSD.75-RB-LL | 3/4" | 1 | 1 | $34
STR-DI-SERIES
DUCTILE IRON STRAINERS
FLANGED (200WOG-125WSP), ANSI 125 WITH TAPPED CLOSURE PLUG
Model Number | Size | Qty. per Carton | Weight per Carton (Lbs.) | List Price (Each)
STR2.00-IRON-FLG | 2" | 1 | 20 | $220
STR2.50-IRON-FLG | 2 1/2" | 1 | 35 | $317
STR3.00-IRON-FLG | 3" | 1 | 38 | $398
STR4.00-IRON-FLG | 4" | 1 | 65 | $506
STR6.00-IRON-FLG | 6" | 1 | 150 | $1,144
STR8.00-IRON-FLG | 8" | 1 | 275 | $1,690
STR10.00-IRON-FLG | 10" | 1 | 410 | $2,934
STR12.00-IRON-FLG | 12" | 1 | 600 | $4,927
STR-DI-PC SERIES
FLANGED (200WOG-125WSP), ANSI 125 WITH TAPPED CLOSURE PLUG FUSED EPOXY POWDER COATED
Model Number | Size | Qty. per Carton | Weight per Carton (Lbs.) | List Price (Each)
STR2.00-IRON-FLG-PC | 2" | 1 | 22 | $339
STR2.50-IRON-FLG-PC | 2 1/2" | 1 | 35 | $383
STR3.00-IRON-FLG-PC | 3" | 1 | 38 | $522
STR4.00-IRON-FLG-PC | 4" | 1 | 65 | $614
STR6.00-IRON-FLG-PC | 6" | 1 | 150 | $1,284
STR8.00-IRON-FLG-PC | 8" | 1 | 275 | $1,925
STR10.00-IRON-FLG-PC | 10" | 1 | 410 | $3,472
STR12.00-IRON-FLG-PC | 12" | 1 | 600 | $5,173
STR-IPS-LL SERIES
LOW LEAD CALIFORNIA AB 1953 COMPLIANT. BRONZE STRAINERS
WYE TYPE, THREADED CONNECTIONS
Model Number | Size | Qty. per Carton | Weight per Carton (Lbs.) | List Price (Each)
STR.50-IPS-BRZ-LL | 1/2" | 12 | 7 | $38
STR.75-IPS-BRZ-LL | 3/4" | 8 | 7 | $59
STR1.00-IPS-BRZ-LL | 1" | 8 | 11 | $93
STR1.25-IPS-BRZ-LL | 1 1/4" | 6 | 13 | $139
STR1.50-IPS-BRZ-LL | 1 1/2" | 2 | 6 | $211
STR2.00-IPS-BRZ-LL | 2" | 2 | 12 | $368
STR-SWT-LL SERIES
WYE TYPE, SWEAT CONNECTIONS
Model Number | Size | Qty. per Carton | Weight per Carton (Lbs.) | List Price (Each)
STR.50-SWT-BRZ-LL | 1/2" | 12 | 7 | $38
STR.50-SWT-BRZ-LL-.25 | 1/2" | 12 | 7 | $40
STR.75-SWT-BRZ-LL | 3/4" | 8 | 7 | $59
STR.75-SWT-BRZ-LL-.25 | 3/4" | 8 | 7 | $62
STR1.00-SWT-BRZ-LL | 1" | 8 | 11 | $93
STR1.25-SWT-BRZ-LL | 1 1/4" | 6 | 13 | $139
STR1.50-SWT-BRZ-LL | 1 1/2" | 2 | 6 | $192
STR2.00-SWT-BRZ-LL | 2" | 2 | 12 | $336
NOTE: .25 SUFFIX MEANS THE DRAIN PLUG ON THE STRAINER CAP IS ¼” NPT ALL OTHER STRAINERS HAVE A STANDARD CLEAN OUT PLUG THAT IS 3/8” NPT.
BV-IPS-BRZ SERIES
BRONZE lead free BALL VALVES LOW LEAD CALIFORNIA AB 1953 COMPLIANT
THREADED CONNECTIONS
Model Number | Size | Qty. per Carton | Weight per Carton (Lbs.) | List Price (Each)
BV.50-IPS-BRZ-LL | 1/2" | 6 | 6 | $28
BV.75-IPS-BRZ-LL | 3/4" | 6 | 8 | $38
BV1.00-IPS-BRZ-LL | 1" | 2 | 4 | $81
BV1.25-IPS-BRZ-LL | 1 1/4" | 2 | 6 | $86
BV1.50-IPS-BRZ-LL | 1 1/2" | 2 | 8 | $127
BV2.00-IPS-BRZ-LL | 2" | 1 | 6 | $213
THREADED CONNECTIONS, STAINLESS STEEL HANDLES
Model Number | Size | Qty. per Carton | Weight per Carton (Lbs.) | List Price (Each)
BV.50-IPS-BRZ-SH-LL | 1/2" | 20 | 12 | $38
BV.75-IPS-BRZ-SH-LL | 3/4" | 20 | 22 | $49
BV1.00-IPS-BRZ-SH-LL | 1" | 12 | 25 | $90
BV1.25-IPS-BRZ-SH-LL | 1 1/4" | 6 | 18 | $108
BV1.50-IPS-BRZ-SH-LL | 1 1/2" | 6 | 24 | $147
BV2.00-IPS-BRZ-SH-LL | 2" | 6 | 28 | $241
THREADED CONNECTIONS, LOCKING HANDLES
Model Number | Size | Qty. per Carton | Weight per Carton (Lbs.) | List Price (Each)
BV.50-IPS-BRZ-LH-LL | 1/2" | 20 | 12 | $38
BV.75-IPS-BRZ-LH-LL | 3/4" | 20 | 22 | $49
BV1.00-IPS-BRZ-LH-LL | 1" | 12 | 25 | $90
BV1.25-IPS-BRZ-LH-LL | 1 1/4" | 6 | 18 | $108
BV1.50-IPS-BRZ-LH-LL | 1 1/2" | 6 | 24 | $147
BV2.00-IPS-BRZ-LH-LL | 2" | 6 | 28 | $241
BV-SWT-BRZ SERIES LOW LEAD
BRONZE lead free BALL VALVES. LOW LEAD CALIFORNIA AB 1953 COMPLIANT
SOLDER CONNECTIONS
Model Number | Size | Qty. per Carton | Weight per Carton (Lbs.) | List Price (Each)
BV.50-SWT-BRZ-LL | 1/2" | 20 | 12 | $29
BV.75-SWT-BRZ-LL | 3/4" | 20 | 22 | $39
BV1.00-SWT-BRZ-LL | 1" | 12 | 25 | $57
BV1.25-SWT-BRZ-LL | 1 1/4" | 6 | 18 | $88
BV1.50-SWT-BRZ-LL | 1 1/2" | 6 | 24 | $121
BV2.00-SWT-BRZ-LL | 2" | 6 | 28 | $216
SOLDER CONNECTIONS, STAINLESS STEEL HANDLES
Model Number | Size | Qty. per Carton | Weight per Carton (Lbs.) | List Price (Each)
BV.50-SWT-BRZ-SH-LL | 1/2" | 20 | 12 | $39
BV.75-SWT-BRZ-SH-LL | 3/4" | 20 | 22 | $49
BV1.00-SWT-BRZ-SH-LL | 1" | 12 | 25 | $66
BV1.25-SWT-BRZ-SH-LL | 1 1/4" | 6 | 18 | $109
BV1.50-SWT-BRZ-SH-LL | 1 1/2" | 6 | 24 | $127
BV2.00-SWT-BRZ-SH-LL | 2" | 6 | 28 | $235
SOLDER CONNECTIONS, LOCKING HANDLES
Model Number | Size | Qty. per Carton | Weight per Carton (Lbs.) | List Price (Each)
BV.50-SWT-BRZ-LH-LL | 1/2" | 20 | 12 | $39
BV.75-SWT-BRZ-LH-LL | 3/4" | 20 | 22 | $49
BV1.00-SWT-BRZ-LH-LL | 1" | 12 | 25 | $66
BV1.25-SWT-BRZ-LH-LL | 1 1/4" | 6 | 18 | $109
BV1.50-SWT-BRZ-LH-LL | 1 1/2" | 6 | 24 | $127
BV2.00-SWT-BRZ-LH-LL | 2" | 6 | 28 | $235
PG-BTM SERIES
PRESSURE GAUGES
BOTTOM ENTRY PRESSURE GAUGES, 2 1/2” FACE, 1/4” NPT
Model Number | Size | Qty. per Carton | Weight per Carton (Lbs.) | List Price (Each)
PG2.50-0-30-BTM-.25 | 0-30 | 100 | 27 | $15
PG2.50-0-60-BTM-.25 | 0-60 | 100 | 27 | $15
PG2.50-0-100-BTM-.25 | 0-100 | 100 | 27 | $15
PG2.50-0-160-BTM-.25 | 0-160 | 100 | 27 | $15
PG2.50-0-200-BTM-.25 | 0-200 | 100 | 27 | $15
PG2.50-0-300-BTM-.25 | 0-300 | 100 | 27 | $15
BOTTOM ENTRY PRESSURE GAUGES, 4” FACE, 1/4” NPT
Model Number | Size | Qty. per Carton | Weight per Carton (Lbs.) | List Price (Each)
PG4.00-0-30-BTM-.25 | 0-30 | 50 | 34 | $29
PG4.00-0-60-BTM-.25 | 0-60 | 50 | 34 | $29
PG4.00-0-100-BTM-.25 | 0-100 | 50 | 34 | $29
PG4.00-0-160-BTM-.25 | 0-160 | 50 | 34 | $29
PG4.00-0-200-BTM-.25 | 0-200 | 50 | 34 | $29
PG4.00-0-300-BTM-.25 | 0-300 | 50 | 34 | $29
PG-BK SERIES
CENTER BACK ENTRY PRESSURE GAUGES, 2” FACE, 1/4” NPT
Model Number | Size | Qty. per Carton | Weight per Carton (Lbs.) | List Price (Each)
PG2.00-0-60-BK-.25 | 0-60 | 100 | 25 | $13
PG2.00-0-160-BK-.25 | 0-160 | 100 | 25 | $13
CENTER BACK ENTRY PRESSURE GAUGES, 2” FACE, 1/8” NPT
Model Number | Size | Qty. per Carton | Weight per Carton (Lbs.) | List Price (Each)
PG2.00-0-60-BK- .125 | 0-60 | 100 | 25 | $13
PG2.00-0-160-BK- .125 | 0-160 | 100 | 25 | $13
PG-TOP SERIES
TOP ENTRY PRESSURE GAUGES, 2” FACE, 1/4” NPT
Model Number | Size | Qty. per Carton | Weight per Carton (Lbs.) | List Price (Each)
PG2.00-0-60-T-.25 | 0-60 | 100 | 25 | $13
PG2.00-0-160-T-.25 | 0-160 | 100 | 25 | $13
TOP ENTRY PRESSURE GAUGES, 2” FACE, 1/8” NPT
Model Number | Size | Qty. per Carton | Weight per Carton (Lbs.) | List Price (Each)
PG2.00-0-60-T-.125 | 0-60 | 100 | 25 | $13
PG2.00-0-160-T-.125 | 0-160 | 100 | 25 | $13
GATE VALVE SERIES OSY STYLE
FLANGED BY FLANGED, OSY RESILIENT WEDGE, EPOXY COATED
Model Number | Size | Qty. per Carton | Weight per Carton (Lbs.) | List Price (Each)
GV2.50-FXF-OSY | 2 1/2" | 1 | 50 | $746
GV3.00-FXF-OSY | 3" | 1 | 60 | $952
GV4.00-FXF-OSY | 4" | 1 | 100 | $1,260
GV6.00-FXF-OSY | 6" | 1 | 160 | $2,007
GV8.00-FXF-OSY | 8" | 1 | 280 | $3,456
GV10.00-FXF-OSY | 10" | 1 | 440 | $5,258
GROOVED BY GROOVED, OSY RESILIENT WEDGE, EPOXY COATED
Model Number | Size | Qty. per Carton | Weight per Carton (Lbs.) | List Price (Each)
GV2.50-GXG-OSY | 2 1/2" | 1 | 40 | $620
GV3.00-GXG-OSY | 3" | 1 | 50 | $748
GV4.00-GXG-OSY | 4" | 1 | 85 | $992
GV6.00-GXG-OSY | 6" | 1 | 135 | $1,585
GV8.00-GXG-OSY | 8" | 1 | 220 | $2,736
GV10.00-GXG-OSY | 10" | 1 | 380 | $4,168
GROOVED BY GROOVED, OSY, UL & FM APPROVED
Model Number | Size | Qty. per Carton | Weight per Carton (Lbs.) | List Price (Each)
GV2.50-GXG-UL-OSY | 2 1/2" | 1 | 50 | $977
GV3.00-GXG-UL-OSY | 3" | 1 | 60 | $1,108
GV4.00-GXG-UL-OSY | 4" | 1 | 100 | $1,468
GV6.00-GXG-UL-OSY | 6" | 1 | 160 | $2,232
GV8.00-GXG-UL-OSY | 8" | 1 | 240 | $3,425
GV10.00-GXG-UL-OSY | 10" | 1 | 400 | $5,546
FLANGED BY FLANGED, OSY, UL & FM APPROVED
Model Number | Size | Qty. per Carton | Weight per Carton (Lbs.) | List Price (Each)
GV2.50-FXF-UL-OSY | 2 1/2" | 1 | 50 | $1,220
GV3.00-FXF-UL-OSY | 3" | 1 | 60 | $1,295
GV4.00-FXF-UL-OSY | 4" | 1 | 100 | $1,524
GV6.00-FXF-UL-OSY | 6" | 1 | 160 | $2,292
GV8.00-FXF-UL-OSY | 8" | 1 | 280 | $3,699
GV10.00-FXF-UL-OSY | 10" | 1 | 440 | $5,694
FLANGED BY GROOVED, OSY, UL & FM APPROVED
Model Number | Size | Qty. per Carton | Weight per Carton (Lbs.) | List Price (Each)
GV2.50-FXG-UL-OSY | 2 1/2" | 1 | 45 | $1,001
GV3.00-FXG-UL-OSY | 3" | 1 | 55 | $1,119
GV4.00-FXG-UL-OSY | 4" | 1 | 90 | $1,499
GV6.00-FXG-UL-OSY | 6" | 1 | 145 | $2,258
GV8.00-FXG-UL-OSY | 8" | 1 | 260 | $3,548
GV10.00-FXG-UL-OSY | 10" | 1 | 420 | $5,591
FLANGED BY GROOVED, OSY RESILIENT WEDGE, EPOXY COATED
Model Number | Size | Qty. per Carton | Weight per Carton (Lbs.) | List Price (Each)
GV2.50-FXG-OSY | 2 1/2" | 1 | 45 | $746
GV3.00-FXG-OSY | 3" | 1 | 55 | $952
GV4.00-FXG-OSY | 4" | 1 | 90 | $1,260
GV6.00-FXG-OSY | 6" | 1 | 145 | $2,007
GV8.00-FXG-OSY | 8" | 1 | 240 | $3,456
GV10.00-FXG-OSY | 10" | 1 | 400 | $5,258
GATE VALVE SERIES NRS STYLE
GATE VALVES FLANGED BY GROOVED SERIES
FLANGED BY GROOVED, NRS RESILIENT WEDGE, EPOXY COATED
Model Number | Size | Qty. per Carton | Weight per Carton (Lbs.) | List Price (Each)
GV2.50-FXG-NRS | 2 1/2" | 1 | 40 | $637
GV3.00-FXG-NRS | 3" | 1 | 55 | $811
GV4.00-FXG-NRS | 4" | 1 | 80 | $1,076
GV6.00-FXG-NRS | 6" | 1 | 140 | $1,710
GV8.00-FXG-NRS | 8" | 1 | 230 | $3,201
GV10.00-FXG-NRS | 10" | 1 | 365 | $4,476
GATE VALVES, CAST IRON C515 CLASS 150
FLANGED BY FLANGED, NRS RESILIENT WEDGE, EPOXY COATED
Model Number | Size | Qty. per Carton | Weight per Carton (Lbs.) | List Price (Each)
GV2.00-FXF-NRS | 2" | 1 | 33 | $584
GV2.50-FXF-NRS | 2 1/2" | 1 | 37 | $637
GV3.00-FXF-NRS | 3" | 1 | 44 | $811
GV4.00-FXF-NRS | 4" | 1 | 57 | $1,076
GV6.00-FXF-NRS | 6" | 1 | 101 | $1,710
GV8.00-FXF-NRS | 8" | 1 | 154 | $3,201
GV10.00-FXF-NRS | 10" | 1 | 231 | $4,476
GV12.00-FXF-NRS | 12" | 1 | 350 | $6,160
GV14.00-FXF-NRS | 14" | 1 | 480 | $9,520
GV16.00-FXF-NRS | 16" | 1 | 616 | $13,104
GV-MECHANICAL JOINT SERIES
GATE VALVES, CAST IRON C515 CLASS 150
FLANGED BY FLANGED, NRS RESILIENT WEDGE, EPOXY COATED
Model Number | Size | Qty. per Carton | Weight per Carton (Lbs.) | List Price (Each)
GV2.00-MJ-NRS | 2" | 1 | 32 | $628
GV2.50-MJ-NRS | 2 1/2" | 1 | 37 | $692
GV3.00-MJ-NRS | 3" | 1 | 44 | $894
GV4.00-MJ-NRS | 4" | 1 | 53 | $1,180
GV6.00-MJ-NRS | 6" | 1 | 94 | $1,885
GV8.00-MJ-NRS | 8" | 1 | 150 | $3,183
GV10.00-MJ-NRS | 10" | 1 | 247 | $4,903
GV12.00-MJ-NRS | 12" | 1 | 330 | $6,243
GV14.00-MJ-NRS | 14" | 1 | 480 | $15,785
GV16.00-MJ-NRS | 16" | 1 | 610 | $19,544
GROOVED BY GROOVED, NRS RESILIENT WEDGE, EPOXY COATED
Model Number | Size | Qty. per Carton | Weight per Carton (Lbs.) | List Price (Each)
GV2.00-GXG-NRS | 2" | 1 | 25 | $571
GV2.50-GXG-NRS | 2 1/2" | 1 | 35 | $665
GV3.00-GXG-NRS | 3" | 1 | 45 | $726
GV4.00-GXG-NRS | 4" | 1 | 80 | $968
GV6.00-GXG-NRS | 6" | 1 | 120 | $1,541
GV8.00-GXG-NRS | 8" | 1 | 200 | $2,629
GV10.00-GXG-NRS | 10" | 1 | 355 | $4,050
SWING CHECK VALVES
SWING CHECK VALVE (ANSI 125)
Model Number | Size | Qty. per Carton | Weight per Carton (Lbs.) | List Price (Each)
CV2.00-FLG-RD | 2" | 1 | 25 | $534
CV2.50-FLG-RD | 2 1/2" | 1 | 29 | $613
CV3.00-FLG-RD | 3" | 1 | 37 | $734
CV4.00-FLG-RD | 4" | 1 | 55 | $1,029
CV6.00-FLG-RD | 6" | 1 | 110 | $1,761
CV8.00-FLG-RD | 8" | 1 | 128 | $3,048
CV10.00-FLG-RD | 10" | 1 | 480 | $4,967
CV12.00-FLG-RD | 12" | 1 | 620 | $7,096
CV14.00-FLG-RD | 14" | 1 | 1100 | $15,026
CV16.00-FLG-RD | 16" | 1 | 1496 | $22,903
SWING CHECK VALVE WITH LEVER & WEIGHT (ANSI 125)
Model Number | Size | Qty. per Carton | Weight per Carton (Lbs.) | List Price (Each)
CV2.00-FLG-RD-WS | 2" | 1 | 37 | $697
CV2.50-FLG-RD-WS | 2 1/2" | 1 | 50 | $781
CV3.00-FLG-RD-WS | 3" | 1 | 58 | $913
CV4.00-FLG-RD-WS | 4" | 1 | 92 | $1,232
CV6.00-FLG-RD-WS | 6" | 1 | 170 | $2,112
CV8.00-FLG-RD-WS | 8" | 1 | 286 | $3,661
CV10.00-FLG-RD-WS | 10" | 1 | 452 | $5,962
CV12.00-FLG-RD-WS | 12" | 1 | 659 | $8,515
CV14.00-FLG-RD-WS | 14" | 1 | 1155 | $18,031
CV16.00-FLG-RD-WS | 16" | 1 | 1562 | $27,492
SILENT CHECK VALVES
FLANGED SILENT CHECK VALVE (ANSI 125)
Model Number | Size | Qty. per Carton | Weight per Carton (Lbs.) | List Price (Each)
SCV2.00-FLG-SS | 2" | 1 | 17 | $584
SCV2.50-FLG-SS | 2 1/2" | 1 | 23 | $760
SCV3.00-FLG-SS | 3" | 1 | 30 | $965
SCV4.00-FLG-SS | 4" | 1 | 40 | $1,364
SCV6.00-FLG-SS | 6" | 1 | 75 | $2,400
SCV8.00-FLG-SS | 8" | 1 | 133 | $4,060
SCV10.00-FLG-SS | 10" | 1 | 176 | $6,749
SCV12.00-FLG-SS | 12" | 1 | 275 | $10,436
SCV14.00-FLG-SS | 14" | 1 | 407 | $18,209
SCV16.00-FLG-SS | 16" | 1 | 565 | $20,668
WAFER SILENT CHECK VALVE
Model Number | Size | Qty. per Carton | Weight per Carton (Lbs.) | List Price (Each)
WSCV2.00 | 2" | 1 | 6 | $388
WSCV2.50 | 2 1/2" | 1 | 9 | $465
WSCV3.00 | 3" | 1 | 13 | $610
WSCV4.00 | 4" | 1 | 20 | $839
WSCV6.00 | 6" | 1 | 48 | $1,633
WSCV8.00 | 8" | 1 | 72 | $2,841
WSCV10.00 | 10" | 1 | 123 | $5,103
WSCV12.00 | 12" | 1 | 216 | $7,917
FLEX CHECK VALVES
FLEX CHECK VALVE (ANSI 150)
Model Number | Size | Qty. per Carton | Weight per Carton (Lbs.) | List Price (Each)
FCV2.00 | 2" | 1 | 29 | $720
FCV2.50 | 2 1/2" | 1 | 32 | $878
FCV3.00 | 3" | 1 | 51 | $1,083
FCV4.00 | 4" | 1 | 70 | $1,534
FCV6.00 | 6" | 1 | 128 | $2,735
FCV8.00 | 8" | 1 | 264 | $5,360
FCV10.00 | 10" | 1 | 396 | $7,674
FCV12.00 | 12" | 1 | 528 | $10,232
FCV14.00 | 14" | 1 | 660 | $13,434
FCV16.00 | 16" | 1 | 792 | $18,314
BALL CHECK VALVES
BALL CHECK VALVE (THREADED)
Model Number | Size | Qty. per Carton | Weight per Carton (Lbs.) | List Price (Each)
BCV1.00-IPS | 1" | 1 | 8 | $139
BCV1.25-IPS | 1 1/4" | 1 | 10 | $148
BCV1.50-IPS | 1 1/2" | 1 | 12 | $202
BCV2.00-IPS | 2" | 1 | 15 | $263
BCV2.50-IPS | 2 1/2" | 1 | 19 | $376
BCV3.00-IPS | 3" | 1 | 24 | $556
BALL CHECK VALVE (ANSI 125)
Model Number | Size | Qty. per Carton | Weight per Carton (Lbs.) | List Price (Each)
BCV2.00 | 2" | 1 | 20 | $426
BCV2.50 | 2 1/2" | 1 | 24 | $539
BCV3.00 | 3" | 1 | 29 | $643
BCV4.00 | 4" | 1 | 44 | $878
BCV6.00 | 6" | 1 | 92 | $1,799
BCV8.00 | 8" | 1 | 163 | $3,278
BCV10.00 | 10" | 1 | 304 | $5,995
BCV12.00 | 12" | 1 | 440 | $10,232
ECCENTRIC PLUG VALVE
ECCENTRIC PLUG VALVE (ANSI 150)
Model Number | Size | Qty. per Carton | Weight per Carton (Lbs.) | List Price (Each)
EPV2.00-FLG | 2" | 1 | 26 | $878
EPV2.50-FLG | 2 1/2" | 1 | 30 | $1,487
EPV3.00-FLG | 3" | 1 | 40 | $1,680
EPV4.00-FLG | 4" | 1 | 70 | $2,270
EPV6.00-FLG | 6" | 1 | 136 | $4,421
EPV8.00-FLG | 8" | 1 | 190 | $6,494
EPV10.00-FLG | 10" | 1 | 344 | $9,322
EPV12.00-FLG | 12" | 1 | 439 | $12,632
ECCENTRIC PLUG VALVE (MECHANICAL JOINT)
Model Number | Size | Qty. per Carton | Weight per Carton (Lbs.) | List Price (Each)
EPV3.00-MJ | 3" | 1 | 50 | $1,705
EPV4.00-MJ | 4" | 1 | 80 | $2,348
EPV6.00-MJ | 6" | 1 | 125 | $4,577
EPV8.00-MJ | 8" | 1 | 200 | $6,652
EPV10.00-MJ | 10" | 1 | 359 | $9,484
EPV12.00-MJ | 12" | 1 | 479 | $13,021
DU SERIES
DIELECTRIC UNIONS lead free
DIELECTRIC UNIONS, GALVANIZED, FEMALE IRON PIPE BY COPPER SOLDER JOINT
Model Number | Size | Qty. per Carton | Weight per Carton (Lbs.) | List Price (Each)
DU.50-IPS-X-SWT-LL | 1/2" | 10 | 5 | $8
DU.75-IPS-X-SWT-LL | 3/4" | 10 | 7 | $11
DU1.00-IPS-X-SWT-LL | 1" | 5 | 5 | $16
DU1.25-IPS-X-SWT-LL | 1 1/4" | 5 | 13 | $27
DU1.50-IPS-X-SWT-LL | 1 1/2" | 5 | 14 | $34
DU2.00-IPS-X-SWT-LL | 2" | 2 | 8 | $69
DIELECTRIC UNIONS, GALVANIZED, FEMALE IRON PIPE BY FEMALE IRON PIPE
Model Number | Size | Qty. per Carton | Weight per Carton (Lbs.) | List Price (Each)
DU.50-IPS-X-IPS | 1/2" | 10 | 5 | $9
DU.75-IPS-X-IPS | 3/4" | 10 | 7 | $13
DU1.00-IPS-X-IPS | 1" | 5 | 5 | $17
DU1.25-IPS-X-IPS | 1 1/4" | 5 | 12 | $28
DU1.50-IPS-X-IPS | 1 1/2" | 5 | 15 | $31
DU2.00-IPS-X-IPS | 2" | 2 | 8 | $59

## BEECO-2022 - Price Only
61225-BRZ-6C-RUB-KIT | $512
61226-BRZ-6C-RUB-KIT | $554
61227-BRZ-6C-RUB-KIT | $608
61228-BRZ-6C-RUB-KIT | $675
61229-BRZ-6C-RUB-KIT | $709
61230-BRZ-6C-RUB-KIT | $753
61231-CI-6C-RUB-KIT | $1,007
61232-BRZ-6C-RUB-KIT | $971
61233-CI-6C-RUB-KIT | $2,554
61234-CI-6C-RUB-KIT | $3,488
63343-BRZ-6CM-KIT | $833
63350-CI-6CM-RUB-KIT | $876
63351-FDC-RUB-KIT | $502
63443-BRZ-6CM-KIT | $888
63450-CI-6CM-RUB-KIT | $1,037
63451-FDC-RUB-KIT | $687
63543-CI-6CM-RUB-KIT | $844
63550-BRZ-6CM-KIT | $816
63643-BRZ-6CM-KIT | $1,388
63650-CI-6CM-RUB-KIT | $1,424
63651-FDC-RUB-KIT | $810
63850-CI-6CM-RUB-KIT | $2,053
63851-FDC-RUB-KIT | $1,550
63950-CI-6CM-RUB-KIT | $4,907
63951-FDC-RUB-KIT | $4,463
65668-FRPII-RUB-KIT | 170
65669-FRPII-RUB-KIT | 230
65670-FRPII-RUB-KIT | 248
65671-FDC-BASIC-KIT | $148
65672-FDC-BASIC-KIT | $217
65673-FDC-BASIC-KIT | $235
ACV1.50-HF5PR | $3,666
ACV1.50HF-EOSSV | $17,982
ACV1.50-HF-FLDI1 | $6,598
ACV1.50-HF-PR | $4,614
ACV10.00-HF-FLDI1 | $41,654
ACV10.00-HF-PR | $37,850
ACV10.00-PR | $31,090
ACV10.00-PS | $31,090
ACV10.00-REPAIR-KIT | $3,331
ACV2.00-HF5PR | $3,666
ACV2.00HF-EOSSV | $17,982
ACV2.00-HF-FLDI1 | $6,598
ACV2.00-HF-PR | $4,614
ACV2.00-REPAIR-KIT | $396
ACV2.50-HF5PR | $4,011
ACV2.50HF-EOSSV | $18,327
ACV2.50-REPAIR-KIT | $405
ACV3.00-HF5PR | $5,174
ACV3.00HF-EOSSV | $20,914
ACV3.00-HF-FLDI1 | $9,372
ACV3.00-HF-PR | $7,202
ACV3.00-HF-T-PR | $2,352
ACV3.00-PR | $5,132
ACV3.00-PS | $5,132
ACV3.00-REPAIR-KIT | $414
ACV4.00-HF5PR | $5,606
ACV4.00HF-EOSSV | $23,070
ACV4.00-HF-FLDI1 | $11,617
ACV4.00-HF-PR | $9,185
ACV4.00-HF-T-PR | $2,912
ACV4.00-PR | $6,770
ACV4.00-PS | $6,770
ACV4.00-REPAIR-KIT | $414
ACV6.00-HF5PR | $9,918
ACV6.00HF-EOSSV | $24,147
ACV6.00-HF-FLDI1 | $17,764
ACV6.00-HF-PR | $15,954
ACV6.00-HF-T-PR | $6,608
ACV6.00-PR | $10,824
ACV6.00-PS | $10,824
ACV6.00-REPAIR-KIT | $466
ACV8.00-HF-FLDI1 | $27,166
ACV8.00-HF-PR | $30,615
ACV8.00-PR | $15,469
ACV8.00-PS | $15,469
ACV8.00-REPAIR-KIT | $1,553
AG1.00 | $67
AG10.00 | $109
AG10.00-90 | $75
AG2.00 | $76
AG4.00-SS | $220
AG6.00 | $87
AG6.00-90 | $55
AG8.00-SS | $264
ASVB.25-B-LL | $31
ASVB.25-CP-LL | $45
ASVB.375-B-LL | $31
ASVB.375-CP-LL | $45
ASVB.50-B-LL | $39
ASVB.50-CP-LL | $54
ASVB.75-B-LL | $48
ASVB.75-CP-LL | $65
AV.50-P-KA | $515
AV.75-P-KA | $515
AV1.00-P-KA | $515
AV10.00-MH-K | $14,403
AV10.00-MH-KA | $16,127
AV10.00-MH-KA-HP | $20,159
AV10.00-MH-KA-SA | $24,321
AV10.00-MH-KA-SA-HP | $30,401
AV10.00-MH-K-HP | $18,003
AV10.00-MS-K | $10,090
AV10.00-MS-KA | $10,652
AV10.00-MS-KA-HP | $13,315
AV10.00-MS-KA-SA | $14,316
AV10.00-MS-KA-SA-HP | $17,896
AV10.00-MS-K-HP | $12,613
AV12.00-MS-K | $16,300
AV12.00-MS-KA | $16,990
AV12.00-MS-KA-HP | $21,237
AV12.00-MS-KA-SA | $25,183
AV12.00-MS-KA-SA-HP | $31,480
AV12.00-MS-K-HP | $20,376
AV2.00-MH-K | $1,596
AV2.00-MH-KA | $1,897
AV2.00-MH-KA-HP | $2,372
AV2.00-MH-KA-SA | $2,890
AV2.00-MH-KA-SA-HP | $3,612
AV2.00-MH-K-HP | $1,995
AV2.00-P-KA | $739
AV2.00-WP-KA-CS-FL | $5,416
AV2.00-WP-KA-CS-TH | $5,150
AV2.00-WP-KA-SS-FL | $8,389
AV2.00-WP-KA-SS-TH | $7,623
AV3.00-MH-K | $2,501
AV3.00-MH-KA | $2,932
AV3.00-MH-KA-HP | $3,666
AV3.00-MH-KA-SA | $4,356
AV3.00-MH-KA-SA-HP | $5,444
AV3.00-MH-K-HP | $3,127
AV3.00-MS-K | $1,639
AV3.00-MS-KA | $2,027
AV3.00-MS-KA-HP | $2,533
AV3.00-MS-KA-SA | $2,932
AV3.00-MS-KA-SA-HP | $3,666
AV3.00-MS-K-HP | $2,047
AV3.00-WP-KA-CS-FL | $5,752
AV3.00-WP-KA-SS-FL | $8,781
AV4.00-MH-K | $3,363
AV4.00-MH-KA | $3,838
AV4.00-MH-KA-HP | $4,797
AV4.00-MH-KA-SA | $5,607
AV4.00-MH-KA-SA-HP | $7,008
AV4.00-MH-K-HP | $4,204
AV4.00-MS-K | $2,501
AV4.00-MS-KA | $2,890
AV4.00-MS-KA-HP | $3,612
AV4.00-MS-KA-SA | $4,269
AV4.00-MS-KA-SA-HP | $5,336
AV4.00-MS-K-HP | $3,127
AV4.00-WP-KA-CS-FL | $6,070
AV4.00-WP-KA-SS-FL | $9,345
AV6.00-MH-K | $6,985
AV6.00-MH-KA | $7,551
AV6.00-MH-KA-HP | $9,434
AV6.00-MH-KA-SA | $9,703
AV6.00-MH-KA-SA-HP | $12,127
AV6.00-MH-K-HP | $8,733
AV6.00-MS-K | $3,536
AV6.00-MS-KA | $4,269
AV6.00-MS-KA-HP | $5,336
AV6.00-MS-KA-SA | $5,951
AV6.00-MS-KA-SA-HP | $7,439
AV6.00-MS-K-HP | $4,421
AV6.00-WP-KA-CS-FL | $6,584
AV6.00-WP-KA-SS-FL | $9,880
AV8.00-MH-K | $10,652
AV8.00-MH-KA | $11,211
AV8.00-MH-KA-HP | $14,016
AV8.00-MH-KA-SA | $15,092
AV8.00-MH-KA-SA-HP | $18,865
AV8.00-MH-K-HP | $13,315
AV8.00-MS-K | $7,159
AV8.00-MS-KA | $8,279
AV8.00-MS-KA-HP | $9,240
AV8.00-MS-KA-SA | $10,349
AV8.00-MS-KA-SA-HP | $12,937
AV8.00-MS-K-HP | $8,948
BCV1.00-IPS | $139
BCV1.25-IPS | $148
BCV1.50-IPS | $202
BCV10.00 | $5,995
BCV12.00 | $10,232
BCV2.00 | $426
BCV2.00-IPS | $263
BCV2.50 | $539
BCV2.50-IPS | $376
BCV3.00 | $643
BCV3.00-IPS | $556
BCV4.00 | $878
BCV6.00 | $1,799
BCV8.00 | $3,278
BV.50-IPS-BRZ-LH-LL | $38
BV.50-IPS-BRZ-LL | $28
BV.50-IPS-BRZ-SH-LL | $38
BV.50-SWT-BRZ-LH-LL | $39
BV.50-SWT-BRZ-LL | $29
BV.50-SWT-BRZ-SH-LL | $39
BV.75-IPS-BRZ-LH-LL | $49
BV.75-IPS-BRZ-LL | $38
BV.75-IPS-BRZ-SH-LL | $49
BV.75-SWT-BRZ-LH-LL | $49
BV.75-SWT-BRZ-LL | $39
BV.75-SWT-BRZ-SH-LL | $49
BV1.00-IPS-BRZ-LH-LL | $90
BV1.00-IPS-BRZ-LL | $81
BV1.00-IPS-BRZ-SH-LL | $90
BV1.00-SWT-BRZ-LH-LL | $66
BV1.00-SWT-BRZ-LL | $57
BV1.00-SWT-BRZ-SH-LL | $66
BV1.25-IPS-BRZ-LH-LL | $108
BV1.25-IPS-BRZ-LL | $86
BV1.25-IPS-BRZ-SH-LL | $108
BV1.25-SWT-BRZ-LH-LL | $109
BV1.25-SWT-BRZ-LL | $88
BV1.25-SWT-BRZ-SH-LL | $109
BV1.50-IPS-BRZ-LH-LL | $147
BV1.50-IPS-BRZ-LL | $127
BV1.50-IPS-BRZ-SH-LL | $147
BV1.50-SWT-BRZ-LH-LL | $127
BV1.50-SWT-BRZ-LL | $121
BV1.50-SWT-BRZ-SH-LL | $127
BV2.00-IPS-BRZ-LH-LL | $241
BV2.00-IPS-BRZ-LL | $213
BV2.00-IPS-BRZ-SH-LL | $241
BV2.00-SWT-BRZ-LH-LL | $235
BV2.00-SWT-BRZ-LL | $216
BV2.00-SWT-BRZ-SH-LL | $235
CV.25-IPS-LL | $25
CV.375-IPS-LL | $25
CV.50-IPS-LL | $25
CV.50-SWT-LL | $25
CV.75-IPS-LL | $49
CV.75-SWT-LL | $49
CV1.00-IPS-LL | $62
CV1.00-SWT-LL | $74
CV10.00-FLG-RD | $4,967
CV10.00-FLG-RD-WS | $5,962
CV12.00-FLG-RD | $7,096
CV12.00-FLG-RD-WS | $8,515
CV14.00-FLG-RD | $15,026
CV14.00-FLG-RD-WS | $18,031
CV16.00-FLG-RD | $22,903
CV16.00-FLG-RD-WS | $27,492
CV2.00-FLG-RD | $534
CV2.00-FLG-RD-WS | $697
CV2.50-FLG-RD | $613
CV2.50-FLG-RD-WS | $781
CV3.00-FLG-RD | $734
CV3.00-FLG-RD-WS | $913
CV4.00-FLG-RD | $1,029
CV4.00-FLG-RD-WS | $1,232
CV6.00-FLG-RD | $1,761
CV6.00-FLG-RD-WS | $2,112
CV8.00-FLG-RD | $3,048
CV8.00-FLG-RD-WS | $3,661
DC.50-NPTX.50-NPT-LL | $88
DC.50-SWTX.50-NPT-LL | $88
DC.75-FWMX.75-NPT-LL | $93
DC.75-FWMX1.0-NPT-LL | $95
DC.75-NPTX.75-NPT-LL | $88
DC.75-SWTX.75-NPT-LL | $88
DC1.0-FWMX.75-NPT-LL | $95
DC1.0-NPTX.75-NPT-LL | $93
DC1.0-NPTX1.0-NPT-LL | $95
DC1.0-SWTX.75-NPT-LL | $93
DC1.0-SWTX1.0-NPT-LL | $95
DC1.25-FWMX-1.0-NPT-LL | $122
DCAV.50-NPT | $106
DCAV.50-SWT | $106
DCAV.75-NPT | $106
DCAV.75-SWT | $106
DCAV-KIT | $56
DU.50-IPS-X-IPS | $9
DU.50-IPS-X-SWT-LL | $8
DU.75-IPS-X-IPS | $13
DU.75-IPS-X-SWT-LL | $11
DU1.00-IPS-X-IPS | $17
DU1.00-IPS-X-SWT-LL | $16
DU1.25-IPS-X-IPS | $28
DU1.25-IPS-X-SWT-LL | $27
DU1.50-IPS-X-IPS | $31
DU1.50-IPS-X-SWT-LL | $34
DU2.00-IPS-X-IPS | $59
DU2.00-IPS-X-SWT-LL | $69
EPV10.00-FLG | $9,322
EPV10.00-MJ | $9,484
EPV12.00-FLG | $12,632
EPV12.00-MJ | $13,021
EPV2.00-FLG | $878
EPV2.50-FLG | $1,487
EPV3.00-FLG | $1,680
EPV3.00-MJ | $1,705
EPV4.00-FLG | $2,270
EPV4.00-MJ | $2,348
EPV6.00-FLG | $4,421
EPV6.00-MJ | $4,577
EPV8.00-FLG | $6,494
EPV8.00-MJ | $6,652
FCV10.00 | $7,674
FCV12.00 | $10,232
FCV14.00 | $13,434
FCV16.00 | $18,314
FCV2.00 | $720
FCV2.50 | $878
FCV3.00 | $1,083
FCV4.00 | $1,534
FCV6.00 | $2,735
FCV8.00 | $5,360
FDC.50-QT-LH-LL | $343
FDC.50-QT-LL | $311
FDC.50-QT-SH-LL | $343
FDC.50-QT-S-LL | $342
FDC.75-CHECK | 35
FDC.75-QT-LH-LL | $389
FDC.75-QT-LL | $353
FDC.75-QT-SH-LL | $389
FDC.75-QT-S-LL | $399
FDC.75-RUBBER-KIT | 31
FDC1.00-CHECK | 78
FDC1.00-QT-LH-LL | $567
FDC1.00-QT-LL | $515
FDC1.00-QT-SH-LL | $567
FDC1.00-QT-S-LL | $590
FDC1.00-RUBBER-KIT | 38
FDC1.25-QT-LH-LL | $992
FDC1.25-QT-LL | $902
FDC1.25-QT-SH-LL | $992
FDC1.25-QT-S-LL | $1,011
FDC1.50-CHECK | 142
FDC1.50-QT-LH-LL | $1,165
FDC1.50-QT-LL | $1,058
FDC1.50-QT-SH-LL | $1,165
FDC1.50-QT-S-LL | $1,216
FDC1.50-RUBBER-KIT | 46
FDC10.00-CHECK | 1860
FDC10.00-LF | $14,043
FDC10.00-NRS | $25,507
FDC10.00-NRS-BA | P.O.A.
FDC10.00-NRS-G | $25,517
FDC10.00-NRS-S | $29,268
FDC10.00-OSY | $26,638
FDC10.00-OSY-DCDA | $30,296
FDC10.00-OSY-DCDA-UL | $30,296
FDC10.00-OSY-G | $26,638
FDC10.00-OSY-G-UL | $27,437
FDC10.00-OSY-S | $30,388
FDC10.00-OSY-UL | $26,130
FDC10.00-RUBBER-KIT | 483
FDC10.0-OSYG-DCDA | $30,296
FDC10.0-OSYG-DCDA-UL | $30,296
FDC2.00-CHECK | 157
FDC2.00-QT-LH-LL | $1,819
FDC2.00-QT-LL | $1,653
FDC2.00-QT-SH-LL | $1,819
FDC2.00-QT-S-LL | $1,907
FDC2.00-RUBBER-KIT | 59
FDC2.50-LF | $4,114
FDC2.50-NRS | $4,187
FDC2.50-NRS-BA | P.O.A.
FDC2.50-NRS-G | $4,188
FDC2.50-NRS-S | $4,605
FDC2.50-OSY | $4,490
FDC2.50-OSY-DCDA | $7,252
FDC2.50-OSY-DCDA-UL | $7,252
FDC2.50-OSY-G | $4,490
FDC2.50-OSYG-DCDA | $7,252
FDC2.50-OSYG-DCDA-UL | $7,252
FDC2.50-OSY-G-UL | $4,624
FDC2.50-OSY-S | $4,907
FDC2.50-OSY-UL | $4,404
FDC2.50-SS-NRS | $4,187
FDC2.50-SS-NRS-BA | $4,971
FDC2.50-SS-NRS-G | $4,187
FDC2.50-SS-NRS-G-BA | $4,971
FDC2.50-SS-NRS-S | $4,605
FDC2.50-SS-NRS-S-BA | $5,389
FDC2.50-SS-OSY | $4,490
FDC2.50-SS-OSY-BA | $5,274
FDC2.50-SS-OSY-G | $4,490
FDC2.50-SS-OSY-G-BA | $5,274
FDC2.50-SS-OSY-S | $4,907
FDC2.50-SS-OSY-S-BA | $5,691
FDC3.00-LF | $4,114
FDC3.00-NRS | $4,347
FDC3.00-NRS-BA | P.O.A.
FDC3.00-NRS-G | $4,349
FDC3.00-NRS-S | $4,911
FDC3.00-OSY | $4,547
FDC3.00-OSY-DCDA | $7,786
FDC3.00-OSY-DCDA-UL | $7,786
FDC3.00-OSY-G | $4,547
FDC3.00-OSYG-DCDA | $7,786
FDC3.00-OSYG-DCDA-UL | $7,786
FDC3.00-OSY-G-UL | $4,684
FDC3.00-OSY-S | $5,108
FDC3.00-OSY-UL | $4,461
FDC3.00-SS-NRS | $4,347
FDC3.00-SS-NRS-BA | $5,131
FDC3.00-SS-NRS-G | $4,347
FDC3.00-SS-NRS-G-BA | $5,131
FDC3.00-SS-NRS-S | $4,911
FDC3.00-SS-NRS-S-BA | $5,695
FDC3.00-SS-OSY | $4,547
FDC3.00-SS-OSY-BA | $5,331
FDC3.00-SS-OSY-G | $4,547
FDC3.00-SS-OSY-G-BA | $5,331
FDC3.00-SS-OSY-S | $5,108
FDC3.00-SS-OSY-S-BA | $5,892
FDC4.00-CHECK | 740
FDC4.00-LF | $4,114
FDC4.00-NRS | $4,948
FDC4.00-NRS-BA | P.O.A.
FDC4.00-NRS-G | $4,950
FDC4.00-NRS-S | $5,616
FDC4.00-OSY | $5,148
FDC4.00-OSY-DCDA | $7,998
FDC4.00-OSY-DCDA-UL | $7,998
FDC4.00-OSY-G | $5,148
FDC4.00-OSYG-DCDA | $7,998
FDC4.00-OSYG-DCDA-UL | $7,998
FDC4.00-OSY-G-UL | $5,302
FDC4.00-OSY-S | $5,813
FDC4.00-OSY-UL | $5,049
FDC4.00-RUBBER-KIT | 271
FDC4.00-SS-CHECK-1ST | $802
FDC4.00-SS-CHECK-2ND | $990
FDC4.00-SS-NRS | $4,948
FDC4.00-SS-NRS-BA | $5,732
FDC4.00-SS-NRS-G | $4,948
FDC4.00-SS-NRS-G-BA | $5,732
FDC4.00-SS-NRS-S | $5,616
FDC4.00-SS-NRS-S-BA | $6,400
FDC4.00-SS-OSY | $5,148
FDC4.00-SS-OSY-BA | $5,932
FDC4.00-SS-OSY-G | $5,148
FDC4.00-SS-OSY-G-BA | $5,932
FDC4.00-SS-OSY-S | $5,813
FDC4.00-SS-OSY-S-BA | $6,597
FDC6.00-CHECK | 1201
FDC6.00-LF | $7,470
FDC6.00-NRS | $7,669
FDC6.00-NRS-BA | P.O.A.
FDC6.00-NRS-G | $7,672
FDC6.00-NRS-S | $9,173
FDC6.00-OSY | $7,794
FDC6.00-OSY-DCDA | $11,039
FDC6.00-OSY-DCDA-UL | $11,039
FDC6.00-OSY-G | $7,794
FDC6.00-OSYG-DCDA | $11,039
FDC6.00-OSYG-DCDA-UL | $11,039
FDC6.00-OSY-G-UL | $8,028
FDC6.00-OSY-S | $9,295
FDC6.00-OSY-UL | $7,646
FDC6.00-RUBBER-KIT | 327
FDC6.00-SSX-NRS | $7,669
FDC6.00-SSX-NRS-BA | $8,453
FDC6.00-SSX-NRS-G | $7,669
FDC6.00-SSX-NRS-G-BA | $8,453
FDC6.00-SSX-NRS-S | $9,173
FDC6.00-SSX-NRS-S-BA | $9,957
FDC6.00-SSX-OSY | $7,794
FDC6.00-SSX-OSY-BA | $8,578
FDC6.00-SSX-OSY-G | $7,794
FDC6.00-SSX-OSY-G-BA | $8,578
FDC6.00-SSX-OSY-S | $9,295
FDC6.00-SSX-OSY-S-BA | $10,079
FDC8.00-LF | $10,020
FDC8.00-NRS | $21,177
FDC8.00-NRS-BA | P.O.A.
FDC8.00-NRS-G | $21,188
FDC8.00-NRS-S | $23,435
FDC8.00-OSY | $22,308
FDC8.00-OSY-DCDA | $25,497
FDC8.00-OSY-DCDA-UL | $25,497
FDC8.00-OSY-G | $22,308
FDC8.00-OSYG-DCDA | $25,497
FDC8.00-OSYG-DCDA-UL | $25,497
FDC8.00-OSY-G-UL | $22,977
FDC8.00-OSY-S | $24,555
FDC8.00-OSY-UL | $21,883
FDC8.00-SS-CHECK-1ST | $1,581
FDC8.00-SS-CHECK-2ND | $1,581
FDC8.00-SS-NRS | $21,177
FDC8.00-SS-NRS-BA | $21,961
FDC8.00-SS-NRS-G | $21,177
FDC8.00-SS-NRS-G-BA | $21,961
FDC8.00-SS-NRS-S | $23,435
FDC8.00-SS-NRS-S-BA | $24,219
FDC8.00-SS-OSY | $22,308
FDC8.00-SS-OSY-BA | $23,092
FDC8.00-SS-OSY-G | $22,308
FDC8.00-SS-OSY-G-BA | $23,092
FDC8.00-SS-OSY-S | $24,555
FDC8.00-SS-OSY-S-BA | $25,339
FDC-FRP4.0-SS-RUBKIT | $340
FDC-FRP8.0-SS-RUBKIT | $641
FRP.50-LF-LL | $325
FRP.50-QT-LH-LL | $468
FRP.50-QT-LL | $426
FRP.50-QT-SH-LL | $468
FRP.50-QT-S-LL | $455
FRP.75-CHECK-1ST | 40
FRP.75-CHECK-2ND | 35
FRP.75-LF-LL | $345
FRP.75-QT-LH-LL | $497
FRP.75-QT-LL | $452
FRP.75-QT-SH-LL | $497
FRP.75-QT-S-LL | $500
FRP.75-RUBBER-KIT | 29
FRP1.00-CHECK-1ST | 76
FRP1.00-CHECK-2ND | 78
FRP1.00-LF-LL | $495
FRP1.00-QT-LH-LL | $712
FRP1.00-QT-LL | $647
FRP1.00-QT-SH-LL | $712
FRP1.00-QT-S-LL | $721
FRP1.00-RUBBER-KIT | 35
FRP1.00-RV-KIT | 56
FRP1.25-LF-LL | $1,281
FRP1.25-QT-LH-LL | $1,845
FRP1.25-QT-LL | $1,677
FRP1.25-QT-SH-LL | $1,845
FRP1.25-QT-S-LL | $1,786
FRP1.50-LF-LL | $1,389
FRP1.50-QT-LH--LL | $2,000
FRP1.50-QT-LL | $1,819
FRP1.50-QT-SH-LL | $2,000
FRP1.50-QT-S-LL | $1,975
FRP10.00-CHECK-1ST | 1861
FRP10.00-CHECK-2ND | 1860
FRP10.00-LF | $15,924
FRP10.00-NRS | $27,577
FRP10.00-NRS-G | $27,577
FRP10.00-NRS-S | $32,801
FRP10.00-OSY | $28,696
FRP10.00-OSY-G | $28,696
FRP10.00-OSY-RPDA-UL | $31,518
FRP10.00-OSY-S | $32,305
FRP10.00-OSY-UL | $29,556
FRP10.00-RUBBER-KIT | 464
FRP10.00-RV-KIT | 464
FRP10.0-OSYG-RPDA-UL | $31,518
FRP2.00-CHECK-1ST | 150
FRP2.00-CHECK-2ND | 142
FRP2.00-LF-LL | $1,597
FRP2.00-QT-LH-LL | $2,300
FRP2.00-QT-LL | $2,091
FRP2.00-QT-SH-LL | $2,300
FRP2.00-QT-S-LL | $2,343
FRP2.00-RUBBER-KIT | 43
FRP2.00-RV-KIT | 66
FRP2.50-LF | $5,055
FRP2.50-NRS | $4,903
FRP2.50-NRS-G | $4,903
FRP2.50-NRS-S | $5,552
FRP2.50-OSY | $4,977
FRP2.50-OSY-G | $4,977
FRP2.50-OSYG-RPDA-UL | $6,671
FRP2.50-OSY-RPDA-UL | $6,671
FRP2.50-OSY-S | $5,358
FRP2.50-OSY-UL | $5,127
FRP2.50-SS-NRS | $4,903
FRP2.50-SS-NRS-BA | $5,687
FRP2.50-SS-NRS-G | $4,903
FRP2.50-SS-NRS-G-BA | $5,687
FRP2.50-SS-NRS-S | $5,358
FRP2.50-SS-NRS-S-BA | $6,142
FRP2.50-SS-OSY | $4,977
FRP2.50-SS-OSY-BA | $5,761
FRP2.50-SS-OSY-G | $4,977
FRP2.50-SS-OSY-G-BA | $5,761
FRP2.50-SS-OSY-S | $5,552
FRP2.50-SS-OSY-S-BA | $6,336
FRP2-8-SS-RELIEF-KIT | $533
FRP3.00-LF | $5,055
FRP3.00-NRS | $5,072
FRP3.00-NRS-G | $5,072
FRP3.00-NRS-S | $5,880
FRP3.00-OSY | $5,230
FRP3.00-OSY-G | $5,230
FRP3.00-OSYG-RPDA-UL | $6,924
FRP3.00-OSY-RPDA-UL | $6,924
FRP3.00-OSY-S | $5,753
FRP3.00-OSY-UL | $5,388
FRP3.00-SS-NRS | $5,072
FRP3.00-SS-NRS-BA | $5,856
FRP3.00-SS-NRS-G | $5,072
FRP3.00-SS-NRS-G-BA | $5,856
FRP3.00-SS-NRS-S | $5,753
FRP3.00-SS-NRS-S-BA | $6,537
FRP3.00-SS-OSY | $5,230
FRP3.00-SS-OSY-BA | $6,014
FRP3.00-SS-OSY-G | $5,230
FRP3.00-SS-OSY-G-BA | $6,014
FRP3.00-SS-OSY-S | $5,880
FRP3.00-SS-OSY-S-BA | $6,664
FRP4.00-CHECK-1ST | 758
FRP4.00-CHECK-2ND | 740
FRP4.00-LF | $5,055
FRP4.00-NRS | $5,701
FRP4.00-NRS-G | $5,701
FRP4.00-NRS-S | $6,651
FRP4.00-OSY | $5,899
FRP4.00-OSY-G | $5,899
FRP4.00-OSYG-RPDA-UL | $7,592
FRP4.00-OSY-RPDA-UL | $7,592
FRP4.00-OSY-S | $6,521
FRP4.00-OSY-UL | $6,075
FRP4.00-RUBBER-KIT | 261
FRP4.00-SS-CHECK-1ST | $802
FRP4.00-SS-CHECK-2ND | $990
FRP4.00-SS-NRS | $5,701
FRP4.00-SS-NRS-BA | $6,485
FRP4.00-SS-NRS-G | $5,701
FRP4.00-SS-NRS-G-BA | $6,485
FRP4.00-SS-NRS-S | $6,521
FRP4.00-SS-NRS-S-BA | $7,305
FRP4.00-SS-OSY | $5,899
FRP4.00-SS-OSY-BA | $6,683
FRP4.00-SS-OSY-G | $5,899
FRP4.00-SS-OSY-G-BA | $6,683
FRP4.00-SS-OSY-S | $6,651
FRP4.00-SS-OSY-S-BA | $7,435
FRP4.00-SS-REL-VLV | $1,931
FRP6.00-CHECK-1ST | 1308
FRP6.00-CHECK-2ND | 1201
FRP6.00-LF | $8,411
FRP6.00-NRS | $8,439
FRP6.00-NRS-G | $8,439
FRP6.00-NRS-S | $10,404
FRP6.00-OSY | $8,543
FRP6.00-OSY-G | $8,543
FRP6.00-OSYG-RPDA-UL | $10,237
FRP6.00-OSY-RPDA-UL | $10,237
FRP6.00-OSY-S | $10,006
FRP6.00-OSY-UL | $8,801
FRP6.00-RUBBER-KIT | 315
FRP6.00-RV-KIT | 301
FRP6.00-SSX-NRS | $8,439
FRP6.00-SSX-NRS-BA | $9,223
FRP6.00-SSX-NRS-G | $8,439
FRP6.00-SSX-NRS-G-BA | $9,223
FRP6.00-SSX-NRS-S | $10,006
FRP6.00-SSX-NRS-S-BA | $10,790
FRP6.00-SSX-OSY | $8,543
FRP6.00-SSX-OSY-BA | $9,327
FRP6.00-SSX-OSY-G | $8,543
FRP6.00-SSX-OSY-G-BA | $9,327
FRP6.00-SSX-OSY-S | $10,404
FRP6.00-SSX-OSY-S-BA | $11,188
FRP8.00-LF | $11,902
FRP8.00-NRS | $23,249
FRP8.00-NRS-G | $23,249
FRP8.00-NRS-S | $26,677
FRP8.00-OSY | $24,368
FRP8.00-OSY-G | $24,368
FRP8.00-OSYG-RPDA-UL | $27,190
FRP8.00-OSY-RPDA-UL | $27,190
FRP8.00-OSY-S | $26,472
FRP8.00-OSY-UL | $25,099
FRP8.00-SS-CHECK-1ST | $1,788
FRP8.00-SS-CHECK-2ND | $1,581
FRP8.00-SS-NRS | $23,249
FRP8.00-SS-NRS-BA | $24,033
FRP8.00-SS-NRS-G | $23,249
FRP8.00-SS-NRS-G-BA | $24,033
FRP8.00-SS-NRS-S | $26,472
FRP8.00-SS-NRS-S-BA | $27,256
FRP8.00-SS-OSY | $24,368
FRP8.00-SS-OSY-BA | $25,152
FRP8.00-SS-OSY-G | $24,368
FRP8.00-SS-OSY-G-BA | $25,152
FRP8.00-SS-OSY-S | $26,677
FRP8.00-SS-OSY-S-BA | $27,461
FRP8.00-SS-REL-VLV | $1,931
GV10.00-FXF-NRS | $4,476
GV10.00-FXF-OSY | $5,258
GV10.00-FXF-UL-OSY | $5,694
GV10.00-FXG-NRS | $4,476
GV10.00-FXG-OSY | $5,258
GV10.00-FXG-UL-OSY | $5,591
GV10.00-GXG-NRS | $4,050
GV10.00-GXG-OSY | $4,168
GV10.00-GXG-UL-OSY | $5,546
GV10.00-MJ-NRS | $4,903
GV12.00-FXF-NRS | $6,160
GV12.00-MJ-NRS | $6,243
GV14.00-FXF-NRS | $9,520
GV14.00-MJ-NRS | $15,785
GV16.00-FXF-NRS | $13,104
GV16.00-MJ-NRS | $19,544
GV2.00-FXF-NRS | $584
GV2.00-GXG-NRS | $571
GV2.00-MJ-NRS | $628
GV2.50-FXF-NRS | $637
GV2.50-FXF-OSY | $746
GV2.50-FXF-UL-OSY | $1,220
GV2.50-FXG-NRS | $637
GV2.50-FXG-OSY | $746
GV2.50-FXG-UL-OSY | $1,001
GV2.50-GXG-NRS | $665
GV2.50-GXG-OSY | $620
GV2.50-GXG-UL-OSY | $977
GV2.50-MJ-NRS | $692
GV3.00-FXF-NRS | $811
GV3.00-FXF-OSY | $952
GV3.00-FXF-UL-OSY | $1,295
GV3.00-FXG-NRS | $811
GV3.00-FXG-OSY | $952
GV3.00-FXG-UL-OSY | $1,119
GV3.00-GXG-NRS | $726
GV3.00-GXG-OSY | $748
GV3.00-GXG-UL-OSY | $1,108
GV3.00-MJ-NRS | $894
GV4.00-FXF-NRS | $1,076
GV4.00-FXF-OSY | $1,260
GV4.00-FXF-UL-OSY | $1,524
GV4.00-FXG-NRS | $1,076
GV4.00-FXG-OSY | $1,260
GV4.00-FXG-UL-OSY | $1,499
GV4.00-GXG-NRS | $968
GV4.00-GXG-OSY | $992
GV4.00-GXG-UL-OSY | $1,468
GV4.00-MJ-NRS | $1,180
GV6.00-FXF-NRS | $1,710
GV6.00-FXF-OSY | $2,007
GV6.00-FXF-UL-OSY | $2,292
GV6.00-FXG-NRS | $1,710
GV6.00-FXG-OSY | $2,007
GV6.00-FXG-UL-OSY | $2,258
GV6.00-GXG-NRS | $1,541
GV6.00-GXG-OSY | $1,585
GV6.00-GXG-UL-OSY | $2,232
GV6.00-MJ-NRS | $1,885
GV8.00-FXF-NRS | $3,201
GV8.00-FXF-OSY | $3,456
GV8.00-FXF-UL-OSY | $3,699
GV8.00-FXG-NRS | $3,201
GV8.00-FXG-OSY | $3,456
GV8.00-FXG-UL-OSY | $3,548
GV8.00-GXG-NRS | $2,629
GV8.00-GXG-OSY | $2,736
GV8.00-GXG-UL-OSY | $3,425
GV8.00-MJ-NRS | $3,183
HBVBSD.75-CP-LL | $36
HBVBSD.75-RB-LL | $34
HVB.75F-X-.75M-CP-LL | $17
HVB.75F-X-.75M-RB-LL | $16
MI-CONTROL-NPT-LL | 76
MI-CONTROL-NPT-LL-C | 76
MI-CONTROL-PEX-B-LL | 81
MI-CONTROL-PEX-LL | 80
MI-CONTROL-RV | 55
MI-CONTROL-SWT-B-LL | 77
MI-CONTROL-SWT-LL | 76
MI-CONTROL-UP-LL | 76
PG2.00-0-160-BK- .125 | $13
PG2.00-0-160-BK-.25 | $13
PG2.00-0-160-T-.125 | $13
PG2.00-0-160-T-.25 | $13
PG2.00-0-60-BK- .125 | $13
PG2.00-0-60-BK-.25 | $13
PG2.00-0-60-T-.125 | $13
PG2.00-0-60-T-.25 | $13
PG2.50-0-100-BTM-.25 | $15
PG2.50-0-160-BTM-.25 | $15
PG2.50-0-200-BTM-.25 | $15
PG2.50-0-300-BTM-.25 | $15
PG2.50-0-30-BTM-.25 | $15
PG2.50-0-60-BTM-.25 | $15
PG4.00-0-100-BTM-.25 | $29
PG4.00-0-160-BTM-.25 | $29
PG4.00-0-200-BTM-.25 | $29
PG4.00-0-300-BTM-.25 | $29
PG4.00-0-30-BTM-.25 | $29
PG4.00-0-60-BTM-.25 | $29
PRV.50-CPVI-PRO-LL | $140
PRV.50-CPVI-PXO-LL | $140
PRV.50-CPVI-UPO-LL | $140
PRV.50-C-RUBBER-KIT | $40
PRV.50-DU-CPVC-C-LL | $121
PRV.50-DU-IPS-C-LL | $122
PRV.50-DU-IPS-C-MCLL | $133
PRV.50-DU-PEX-C-LL | $121
PRV.50-DU-PRESS-C-LL | $121
PRV.50-DU-SWT-C-LL | $122
PRV.50-F-RUBBER-KIT | $40
PRV.50-IPS-JK | $48
PRV.50-JK-BODY | $21
PRV.50-SU-IPS-C-LL | $103
PRV.50-SU-IPS-LL-KIT | $13
PRV.50-SU-IPS-LP-LL | $103
PRV.50-SU-SWT-C-LL | $103
PRV.50-SU-SWT-LL-KIT | $13
PRV.50-SWI-PRO-LL | $140
PRV.50-SWI-PXO-LL | $140
PRV.50-SWI-UPO-LL | $140
PRV.50–SWT -JK | $35
PRV.75-CPVI-PRO-LL | $140
PRV.75-CPVI-PXO-LL | $140
PRV.75-CPVI-UPO-LL | $140
PRV.75-C-RUBBER-KIT | $40
PRV.75-DU-CPVC-C-LL | $121
PRV.75-DU-IPS-C-LL | $122
PRV.75-DU-IPS-C-MCLL | $133
PRV.75-DU-PEX-C-LL | $121
PRV.75-DU-PRESS-C-LL | $121
PRV.75-DU-SWT-C-LL | $122
PRV.75-F-RUBBER-KIT | $40
PRV.75-IPS-JK | $48
PRV.75-SU-IPS-C-LL | $103
PRV.75-SU-IPS-LL-KIT | $13
PRV.75-SU-IPS-LP-LL | $103
PRV.75-SU-SWT-C-LL | $103
PRV.75-SU-SWT-LL-KIT | $13
PRV.75-SWI-PRO-LL | $140
PRV.75-SWI-PXO-LL | $140
PRV.75-SWI-UPO-LL | $140
PRV.75–SWT -JK | $36
PRV1.00-CPVI-PRO-LL | $196
PRV1.00-CPVI-PXO-LL | $196
PRV1.00-CPVI-UPO-LL | $196
PRV1.00-C-RUBBER-KIT | $40
PRV1.00-DU-CPVC-C-LL | $159
PRV1.00-DU-IPS-C-LL | $171
PRV1.00-DU-PEX-C-LL | $159
PRV1.00-DU-PRESS-C-LL | $159
PRV1.00-DU-SWT-C-LL | $171
PRV1.00-F-RUBBER-KIT | $40
PRV1.00-IPS-JK | $62
PRV1.00-JK-BODY | $27
PRV1.00-SU-IPS-C-LL | $142
PRV1.00-SU-IPS-LL-KIT | $21
PRV1.00-SU-IPS-LP-LL | $142
PRV1.00-SU-SWT-C-LL | $142
PRV1.00-SU-SWT-LL-KIT | $21
PRV1.00-SWI-PRO-LL | $196
PRV1.00-SWI-PXO-LL | $196
PRV1.00-SWI-UPO-LL | $196
PRV1.00–SWT -JK | $62
PRV1.0-DU-IPS-C-MCLL | $171
PRV1.25-C-RUBBER-KIT | $54
PRV1.25-DU-IPS-C-LL | $479
PRV1.25-DU-SWT-C-LL | $479
PRV1.25-IPS-JK | $150
PRV1.25-JK-BODY | $40
PRV1.25-SU-IPS-LL-UK | $48
PRV1.25-SU-SWT-LL-UK | $54
PRV1.25–SWT -JK | $150
PRV1.50-C-RUBBER-KIT | $54
PRV1.50-DU-IPS-C-LL | $533
PRV1.50-DU-SWT-C-LL | $533
PRV1.50-IPS-JK | $197
PRV1.50-JK-BODY | $54
PRV1.50-SU-IPS-LL-UK | $72
PRV1.50-SU-SWT-LL-UK | $54
PRV1.50–SWT -JK | $177
PRV2.00-C-RUBBER-KIT | $54
PRV2.00-DU-IPS-C-LL | $616
PRV2.00-DU-SWT-C-LL | $616
PRV2.00-IPS-JK | $260
PRV2.00-JK-BODY | $83
PRV2.00-SU-IPS-LL-UK | $88
PRV2.00-SU-SWT-LL-UK | $83
PRV2.00–SWT -JK | $260
PRV2.50-FLG | $1,597
PRV2.50-IPS | $1,597
PRV3.00-FLG | $1,597
PRV3.00-IPS | $1,597
PVB.50-QT-LL | $234
PVB.75-QT-LL | $251
PVB1.00-QT-LL | $318
PVB1.25-QT-LL | $843
PVB1.50-QT-LL | $954
PVB2.00-QT-LL | $1,155
SCV10.00-FLG-SS | $6,749
SCV12.00-FLG-SS | $10,436
SCV14.00-FLG-SS | $18,209
SCV16.00-FLG-SS | $20,668
SCV2.00-FLG-SS | $584
SCV2.50-FLG-SS | $760
SCV3.00-FLG-SS | $965
SCV4.00-FLG-SS | $1,364
SCV6.00-FLG-SS | $2,400
SCV8.00-FLG-SS | $4,060
SP10.00 | $6,343
SP2.50 | $1,288
SP3.00 | $1,460
SP4.00 | $2,287
SP6.00 | $3,651
SP8.00 | $4,997
STR.50-IPS-BRZ-LL | $38
STR.50-SWT-BRZ-LL | $38
STR.50-SWT-BRZ-LL-.25 | $40
STR.75-IPS-BRZ-LL | $59
STR.75-SWT-BRZ-LL | $59
STR.75-SWT-BRZ-LL-.25 | $62
STR1.00-IPS-BRZ-LL | $93
STR1.00-SWT-BRZ-LL | $93
STR1.25-IPS-BRZ-LL | $139
STR1.25-SWT-BRZ-LL | $139
STR1.50-IPS-BRZ-LL | $211
STR1.50-SWT-BRZ-LL | $192
STR10.00-IRON-FLG | $2,934
STR10.00-IRON-FLG-PC | $3,472
STR12.00-IRON-FLG | $4,927
STR12.00-IRON-FLG-PC | $5,173
STR2.00-IPS-BRZ-LL | $368
STR2.00-IRON-FLG | $220
STR2.00-IRON-FLG-PC | $339
STR2.00-SWT-BRZ-LL | $336
STR2.50-IRON-FLG | $317
STR2.50-IRON-FLG-PC | $383
STR3.00-IRON-FLG | $398
STR3.00-IRON-FLG-PC | $522
STR4.00-IRON-FLG | $506
STR4.00-IRON-FLG-PC | $614
STR6.00-IRON-FLG | $1,144
STR6.00-IRON-FLG-PC | $1,284
STR8.00-IRON-FLG | $1,690
STR8.00-IRON-FLG-PC | $1,925
WSCV10.00 | $5,103
WSCV12.00 | $7,917
WSCV2.00 | $388
WSCV2.50 | $465
WSCV3.00 | $610
WSCV4.00 | $839
WSCV6.00 | $1,633
WSCV8.00 | $2,841