## Sheet1
Zurn Model # | Jay R. Smith Model # | Wade Model # | Josam Model # | Watts # | MIFAB Model # | List Price | Description
Z100-3NH | 1010-Y03 | 3000-32-3NH | 21503-Z | RD-103 | R1203 | 704 | 15" diameter, large sump roof drain, 3" no hub outlet connection and poly dome
Parts: |  |  |  |  | A2-3NH-7 / A2-C3 / HS-1 | 564 | A2 body - 15" diameter, 3" no hub outlet cast iron outlet connection, assembled with
Cast iron membrane clamp ring for R1200, F1340, F1440 roof / area drains and
3 HS-1 bolts with integral washers to secure membrane clamps to bodies
[5 empty] | A2-PD | 140 | 15" diameter poly dome strainer for R1200 Series roof drains
Z100-3NL | 1010-L03 | 3000-32-3TY | 21503-Y | RD-103-P | R1203P | 704 | 15" diameter, large sump roof drain, 3" push on outlet connection and poly dome
Parts: |  |  |  |  | A2-3P-7 / A2-C3 / HS-1 | 546 | A2 body - 15" diameter, 3" push on outlet cast iron outlet connection, assembled with
Cast iron membrane clamp ring for R1200, F1340, F1440 roof / area drains and
3 HS-1 bolts with integral washers to secure membrane clamps to bodies
[5 empty] | A2-PD | 140 | 15" diameter poly dome strainer for R1200 Series roof drains
Z100-4NH | 1010-Y04 | 3000-32-4NH | 21504-Z | RD-104 | R1204 | 704 | 15" diameter, large sump roof drain, 4" no hub outlet connection and poly dome
Parts: |  |  |  |  | A2-4NH-7 / A2-C3 / HS-1 | 546 | A2 body - 15" diameter, 4" no hub outlet cast iron outlet connection, assembled with
Cast iron membrane clamp ring for R1200, F1340, F1440 roof / area drains and
3 HS-1 bolts with integral washers to secure membrane clamps to bodies
[5 empty] | A2-PD | 140 | 15" diameter poly dome strainer for R1200 Series roof drains
Z100-4NL | 1010-L04 | 3000-32-4TY | 21504-Y | RD-104-P | R1204P | 704 | 15" diameter, large sump roof drain, 4" push on outlet connection and poly dome
Parts: |  |  |  |  | A2-4P-7 / A2-C3 / HS-1 | 546 | A2 body - 15" diameter, 4" push on outlet cast iron outlet connection, assembled with
Cast iron membrane clamp ring for R1200, F1340, F1440 roof / area drains and
3 HS-1 bolts with integral washers to secure membrane clamps to bodies
[5 empty] | A2-PD | 140 | 15" diameter poly dome strainer for R1200 Series roof drains
Z100-6NH | 1010-Y06 | 3000-32-6NH | 21506-Z | RD-106 | R1206 | 1009 | 15" diameter, large sump roof drain, 6" no hub outlet connection and poly dome
Parts: |  |  |  |  | A2-6NH-7 / A2-C3 / HS-1 | 869 | A2 body - 15" diameter, 6" no hub outlet cast iron outlet connection, assembled with
Cast iron membrane clamp ring for R1200, F1340, F1440 roof / area drains and
3 HS-1 bolts with integral washers to secure membrane clamps to bodies
[5 empty] | A2-PD | 140 | 15" diameter poly dome strainer for R1200 Series roof drains
Z100-6NL | Not Available | 3000-32-6TY | 21506-Y | RD-106-P | R1206P | 1009 | 15" diameter, large sump roof drain, 6" push on outlet connection and poly dome
Parts: |  |  |  |  | A2-6P-7 / A2-C3 / HS-1 | 869 | A2 body - 15" diameter, 6" push on outlet cast iron outlet connection, assembled with
Cast iron membrane clamp ring for R1200, F1340, F1440 roof / area drains and
3 HS-1 bolts with integral washers to secure membrane clamps to bodies
[5 empty] | A2-PD | 140 | 15" diameter poly dome strainer for R1200 Series roof drains
Z100-8NH | 1010-Y08 | 3000-32-8NH | 21508-Z | RD-108 | R1208 | 1313 | 15" diameter, large sump roof drain, 8" no hub outlet connection and poly dome
Parts: |  |  |  |  | A2-8NH-7 / A2-C3 / HS-1 | 1173 | A2 body - 15" diameter, 8" no hub outlet cast iron outlet connection, assembled with
Cast iron membrane clamp ring for R1200, F1340, F1440 roof / area drains and
3 HS-1 bolts with integral washers to secure membrane clamps to bodies
[5 empty] | A2-PD | 140 | 15" diameter poly dome strainer for R1200 Series roof drains
ZC100-3NH | 1010-CID-Y03 | 3000-42-3NH | 21503-Z-22 | RD-103-K | R1203-M | 913 | 15" diameter, large sump roof drain, 3" no hub outlet connection and cast iron dome
Parts: |  |  |  |  | A2-3NH-7 / A2-C3 / HS-1 | 564 | A2 body - 15" diameter, 3" no hub outlet cast iron outlet connection, assembled with
Cast iron membrane clamp ring for R1200, F1340, F1440 roof / area drains and
3 HS-1 bolts with integral washers to secure membrane clamps to bodies
[5 empty] | A2-MD | 349 | 15" diameter cast iron dome strainer for R1200 Series roof drains
ZC100-3NL | 1010-CID-L03 | 3000-42-3TY | 21503-Y-22 | RD-103-P-K | R1203P-M | 913 | 15" diameter, large sump roof drain, 3" push on outlet connection and cast iron dome
Parts: |  |  |  |  | A2-3P-7 / A2-C3 / HS-1 | 564 | A2 body - 15" diameter, 3" push on outlet cast iron outlet connection, assembled with
Cast iron membrane clamp ring for R1200, F1340, F1440 roof / area drains and
3 HS-1 bolts with integral washers to secure membrane clamps to bodies
[5 empty] | A2-MD | 349 | 15" diameter cast iron dome strainer for R1200 Series roof drains
ZC100-4NH | 1010-CID-Y04 | 3000-42-4NH | 21504-Z-22 | RD-104-K | R1204-M | 913 | 15" diameter, large sump roof drain, 4" no hub outlet connection and cast iron dome
Parts: |  |  |  |  | A2-4NH-7 / A2-C3 / HS-1 | 564 | A2 body - 15" diameter, 4" no hub outlet cast iron outlet connection, assembled with
Cast iron membrane clamp ring for R1200, F1340, F1440 roof / area drains and
3 HS-1 bolts with integral washers to secure membrane clamps to bodies
[5 empty] | A2-MD | 349 | 15" diameter cast iron dome strainer for R1200 Series roof drains
ZC100-4NL | 1010-CID-L04 | 3000-42-4TY | 21504-Y-22 | RD-104-P-K | R1204P-M | 913 | 15" diameter, large sump roof drain, 4" push on outlet connection and cast iron dome
Parts: |  |  |  |  | A2-4P-7 / A2-C3 / HS-1 | 564 | A2 body - 15" diameter, 4" push on outlet cast iron outlet connection
Cast iron membrane clamp ring for R1200, F1340, F1440 roof / area drains
3 bolts with integral washers to secure membrane clamps to bodies
[5 empty] | A2-MD | 349 | 15" diameter cast iron dome strainer for R1200 Series roof drains
ZC100-6NH | 1010-CID-Y06 | 3000-42-6NH | 21506-Z-22 | RD-106-K | R1206-M | 1218 | 15" diameter, large sump roof drain, 6" no hub outlet connection and cast iron dome
Parts: |  |  |  |  | A2-6NH-7 / A2-C3 / HS-1 | 869 | A2 body - 15" diameter, 6" no hub outlet cast iron outlet connection, assembled with
Cast iron membrane clamp ring for R1200, F1340, F1440 roof / area drains and
3 HS-1 bolts with integral washers to secure membrane clamps to bodies
[5 empty] | A2-MD | 349 | 15" diameter cast iron dome strainer for R1200 Series roof drains
ZC100-6NL | Not Available | 3000-42-6TY | 21506-Y-22 | RD-106-P-K | R1206P-M | 1218 | 15" diameter, large sump roof drain, 6" puh on outlet connection and cast iron dome
Parts: |  |  |  |  | A2-6P-7 / A2-C3 / HS-1 | 869 | A2 body - 15" diameter, 6" push on outlet cast iron outlet connection
Cast iron membrane clamp ring for R1200, F1340, F1440 roof / area drains
3 bolts with integral washers to secure membrane clamps to bodies
[5 empty] | A2-MD | 349 | 15" diameter cast iron dome strainer for R1200 Series roof drains
ZC100-8NH | 1010-CID-Y08 | 3000-42-8NH | 21508-Z-22 | RD-108-K | R1208-M | 1522 | 15" diameter, large sump roof drain, 8" no hub outlet connection and cast iron dome
Parts: |  |  |  |  | A2-8NH-7 / A2-C3 / HS-1 | 1173 | A2 body - 15" diameter, 8" no hub outlet cast iron outlet connection, assembled with
Cast iron membrane clamp ring for R1200, F1340, F1440 roof / area drains and
3 HS-1 bolts with integral washers to secure membrane clamps to bodies
[5 empty] | A2-MD | 349 | 15" diameter cast iron dome strainer for R1200 Series roof drains
Z100-3NHDP | 1010-R-Y03 | 3000-32-52-3NH | 21503-Z-2 | RD-103-B | R1203-B | 977 | 15" diameter, large sump roof drain, 3" no hub outlet connection, poly dome and sump receiver
Parts: |  |  |  |  | A2-3NH-7 / A2-C3 / HS-1 | 564 | A2 body - 15" diameter, 3" no hub outlet cast iron outlet connection, assembled with
Cast iron membrane clamp ring for R1200, F1340, F1440 roof / area drains and
3 HS-1 bolts with integral washers to secure membrane clamps to bodies
[5 empty] | A2-PD | 140 | 15" diameter poly dome strainer for R1200 Series roof drains
[5 empty] | A2-BP | 273 | 24" x 24" galv. steel sump receiver for R1200 roof drains with three hardware brackets to secure body
Z100-3NLDP | 1010-R-L03 | 3000-32-52-3TY | 21503-Y-2 | RD-103-P-B | R1203P-B | 977 | 15" diameter, large sump roof drain, 3" push on outlet connection, poly dome and sump receiver
Parts: |  |  |  |  | A2-3P-7 / A2-C3 / HS-1 | 564 | A2 body - 15" diameter, 3" push on outlet cast iron outlet connection, assembled with
Cast iron membrane clamp ring for R1200, F1340, F1440 roof / area drains and
3 HS-1 bolts with integral washers to secure membrane clamps to bodies
[5 empty] | A2-PD | 140 | 15" diameter poly dome strainer for R1200 Series roof drains
[5 empty] | A2-BP | 273 | 24" x 24" galv. steel sump receiver for R1200 roof drains with three hardware brackets to secure body
Z100-4NHDP | 1010-R-Y04 | 3000-32-52-4NH | 21504-Z-2 | RD-104-B | R1204-B | 977 | 15" diameter, large sump roof drain, 4" no hub outlet connection, poly dome and sump receiver
Parts: |  |  |  |  | A2-4NH-7 / A2-C3 / HS-1 | 564 | A2 body - 15" diameter, 4" no hub outlet cast iron outlet connection, assembled with
Cast iron membrane clamp ring for R1200, F1340, F1440 roof / area drains and
3 HS-1 bolts with integral washers to secure membrane clamps to bodies
[5 empty] | A2-PD | 140 | 15" diameter poly dome strainer for R1200 Series roof drains
[5 empty] | A2-BP | 273 | 24" x 24" galv. steel sump receiver for R1200 roof drains with three hardware brackets to secure body
Z100-4NLDP | 1010-R-L04 | 3000-32-52-4TY | 21504-Y-2 | RD-104-P-B | R1204P-B | 977 | 15" diameter, large sump roof drain, 4" push on outlet connection, poly dome and sump receiver
Parts: |  |  |  |  | A2-4P-7 / A2-C3 / HS-1 | 564 | A2 body - 15" diameter, 4" push on outlet cast iron outlet connection, assembled with
Cast iron membrane clamp ring for R1200, F1340, F1440 roof / area drains and
3 HS-1 bolts with integral washers to secure membrane clamps to bodies
[5 empty] | A2-PD | 140 | 15" diameter poly dome strainer for R1200 Series roof drains
[5 empty] | A2-BP | 273 | 24" x 24" galv. steel sump receiver for R1200 roof drains with three hardware brackets to secure body
Z100-6NHDP | 1010-R-Y06 | 3000-32-52-6NH | 21506-Z-2 | RD-106-B | R1206-B | 1282 | 15" diameter, large sump roof drain, 6" no hub outlet connection, poly dome and sump receiver
Parts: |  |  |  |  | A2-6NH-7 / A2-C3 / HS-1 | 869 | A2 body - 15" diameter, 6" no hub outlet cast iron outlet connection, assembled with
Cast iron membrane clamp ring for R1200, F1340, F1440 roof / area drains and
3 HS-1 bolts with integral washers to secure membrane clamps to bodies
[5 empty] | A2-PD | 140 | 15" diameter poly dome strainer for R1200 Series roof drains
[5 empty] | A2-BP | 273 | 24" x 24" galv. steel sump receiver for R1200 roof drains with three hardware brackets to secure body
Z100-6NLDP | Not Available | 3000-32-52-6TY | 21506-Y-2 | RD-106-P-B | R1206P-B | 1282 | 15" diameter, large sump roof drain, 6" push on outlet connection, poly dome and sump receiver
Parts: |  |  |  |  | A2-6P-7 / A2-C3 / HS-1 | 869 | A2 body - 15" diameter, 6" push on outlet cast iron outlet connection, assembled with
Cast iron membrane clamp ring for R1200, F1340, F1440 roof / area drains and
3 HS-1 bolts with integral washers to secure membrane clamps to bodies
[5 empty] | A2-PD | 140 | 15" diameter poly dome strainer for R1200 Series roof drains
[5 empty] | A2-BP | 273 | 24" x 24" galv. steel sump receiver for R1200 roof drains with three hardware brackets to secure body
Z100-8NHDP | 1010-R-Y08 | 3000-32-52-8NH | 21508-Z-2 | RD-108-B | R1208-B | 1586 | 15" diameter, large sump roof drain, 8" no hub outlet connection, poly dome and sump receiver
Parts: |  |  |  |  | A2-8NH-7 / A2-C3 / HS-1 | 1173 | A2 body - 15" diameter, 8" no hub outlet cast iron outlet connection, assembled with
Cast iron membrane clamp ring for R1200, F1340, F1440 roof / area drains and
3 HS-1 bolts with integral washers to secure membrane clamps to bodies
[5 empty] | A2-PD | 149 | 15" diameter poly dome strainer for R1200 Series roof drains
[5 empty] | A2-BP | 273 | 24" x 24" galv. steel sump receiver for R1200 roof drains with three hardware brackets to secure body
ZC100-3NHDP | 1010-CID-R-Y03 | 3000-42-52-3NH | 21503-Z-2-22 | RD-103-B-K | R1203-M-B | 1186 | 15" diameter, large sump roof drain, 3" no hub outlet connection, cast iron dome and sump receiver
Parts: |  |  |  |  | A2-3NH-7 / A2-C3 / HS-1 | 564 | A2 body - 15" diameter, 3" no hub outlet cast iron outlet connection, assembled with
Cast iron membrane clamp ring for R1200, F1340, F1440 roof / area drains and
3 HS-1 bolts with integral washers to secure membrane clamps to bodies
[5 empty] | A2-MD | 349 | 15" diameter cast iron dome strainer for R1200 Series roof drains
[5 empty] | A2-BP | 273 | 24" x 24" galv. steel sump receiver for R1200 roof drains with three hardware brackets to secure body
ZC100-3NLDP | 1010-CID-R-L03 | 3000-42-52-3TY | 21503-Y-2-22 | RD-103-P-B-K | R1203P-M-B | 1186 | 15" diameter, large sump roof drain, 3" push on outlet connection, cast iron dome and sump receiver
Parts: |  |  |  |  | A2-3P-7 / A2-C3 / HS-1 | 564 | A2 body - 15" diameter, 3" push on outlet cast iron outlet connection, assembled with
Cast iron membrane clamp ring for R1200, F1340, F1440 roof / area drains and
3 HS-1 bolts with integral washers to secure membrane clamps to bodies
[5 empty] | A2-MD | 349 | 15" diameter cast iron dome strainer for R1200 Series roof drains
[5 empty] | A2-BP | 273 | 24" x 24" galv. steel sump receiver for R1200 roof drains with three hardware brackets to secure body
ZC100-4NHDP | 1010-CID-R-Y04 | 3000-42-52-4NH | 21504-Z-2-22 | RD-104-B-K | R1204-M-B | 1186 | 15" diameter, large sump roof drain, 4" no hub outlet connection, cast iron dome and sump receiver
Parts: |  |  |  |  | A2-4NH-7 / A2-C3 / HS-1 | 564 | A2 body - 15" diameter, 4" no hub outlet cast iron outlet connection, assembled with
Cast iron membrane clamp ring for R1200, F1340, F1440 roof / area drains and
3 HS-1 bolts with integral washers to secure membrane clamps to bodies
[5 empty] | A2-MD | 349 | 15" diameter cast iron dome strainer for R1200 Series roof drains
[5 empty] | A2-BP | 273 | 24" x 24" galv. steel sump receiver for R1200 roof drains with three hardware brackets to secure body
ZC100-4NLDP | 1010-CID-R-L04 | 3000-42-52-4TY | 21504-Y-2-22 | RD-104-P-B-K | R1204P-M-B | 1186 | 15" diameter, large sump roof drain, 4" push on outlet connection, cast iron dome and sump receiver
Parts: |  |  |  |  | A2-4P-7 / A2-C3 / HS-1 | 564 | A2 body - 15" diameter, 4" push on outlet cast iron outlet connection, assembled with
Cast iron membrane clamp ring for R1200, F1340, F1440 roof / area drains and
3 HS-1 bolts with integral washers to secure membrane clamps to bodies
[5 empty] | A2-MD | 349 | 15" diameter cast iron dome strainer for R1200 Series roof drains
[5 empty] | A2-BP | 273 | 24" x 24" galv. steel sump receiver for R1200 roof drains with three hardware brackets to secure body
ZC100-6NHDP | 1010-CID-R-Y06 | 3000-42-52-6NH | 21506-Z-2-22 | RD-106-B-K | R1206-M-B | 1491 | 15" diameter, large sump roof drain, 6" no hub outlet connection, cast iron dome and sump receiver
Parts: |  |  |  |  | A2-6NH-7 / A2-C3 / HS-1 | 869 | A2 body - 15" diameter, 6" no hub outlet cast iron outlet connection, assembled with
Cast iron membrane clamp ring for R1200, F1340, F1440 roof / area drains and
3 HS-1 bolts with integral washers to secure membrane clamps to bodies
[5 empty] | A2-MD | 349 | 15" diameter cast iron dome strainer for R1200 Series roof drains
[5 empty] | A2-BP | 273 | 24" x 24" galv. steel sump receiver for R1200 roof drains with three hardware brackets to secure body
ZC100-6NLDP | Not Available | 3000-42-52-6TY | 21506-Y-2-22 | RD-106-P-B-K | R1206P-M-B | 1491 | 15" diameter, large sump roof drain, 6" push on outlet connection, cast iron dome and sump receiver
Parts: |  |  |  |  | A2-6P-7 / A2-C3 / HS-1 | 869 | A2 body - 15" diameter, 6" push on outlet cast iron outlet connection, assembled with
Cast iron membrane clamp ring for R1200, F1340, F1440 roof / area drains and
3 HS-1 bolts with integral washers to secure membrane clamps to bodies
[5 empty] | A2-MD | 349 | 15" diameter cast iron dome strainer for R1200 Series roof drains
[5 empty] | A2-BP | 273 | 24" x 24" galv. steel sump receiver for R1200 roof drains with three hardware brackets to secure body
ZC100-8NHDP | 1010-CID-R-Y08 | 3000-42-52-8NH | 21508-Z-2-22 | RD-108-B-K | R1208-M-B | 1795 | 15" diameter, large sump roof drain, 8" no hub outlet connection, cast iron dome and sump receiver
Parts: |  |  |  |  | A2-8NH-7 / A2-C3 / HS-1 | 1173 | A2 body - 15" diameter, 8" no hub outlet cast iron outlet connection, assembled with
Cast iron membrane clamp ring for R1200, F1340, F1440 roof / area drains and
3 HS-1 bolts with integral washers to secure membrane clamps to bodies
[5 empty] | A2-MD | 349 | 15" diameter cast iron dome strainer for R1200 Series roof drains
[5 empty] | A2-BP | 273 | 24" x 24" galv. steel sump receiver for R1200 roof drains with three hardware brackets to secure body
ZB415-2NH-5B-P | 2005-A05-Y02-P | 1100-A5-1-2NH | 30002-Z-5A-1-50 | FD-102-A5-1-7 | F1102-C-5-1-7 | 484 | Cast Iron Floor drain w/ 2" NH outlet body, membrane clamp + 5" round nickel bronze strainer, 1/2" tsp tapping
Parts: |  |  |  |  | A1-2NH-7 | 113 | 2" no hub outlet cast iron combination floor drain, cleanout and area drain body - A1 body, 1/2" tsp tapping
[5 empty] | A1-C1 / HS-1 | 81 | Cast iron membrane clamp ring for F1000, F1100, F1300, F1320 and F1420 floor / area drains and
3 HS-1 bolts with integral washers to secure membrane clamps to bodies
[5 empty] | 5-1 | 290 | 5" round nickel bronze strainer for F1000 / F1100 floor drains
ZS415-2NH-5SS-P | 2005-A05NBSS-Y02-P | 1100-A5-85-2NH | 30002-Z-5A-SS-50 | FD-102-A5-3-7 | F1002-C-5-3-7 | 484 | Cast Iron Floor drain w/ 2" NH outlet body, membrane clamp + 5" round stainless steel strainer, 1/2" tsp tapping
Parts: |  |  |  |  | A1-2NH-7 | 113 | 2" no hub outlet cast iron combination floor drain, cleanout and area drain body - A1 body, 1/2" tsp tapping
[5 empty] | A1-C1 / HS-1 | 81 | Cast iron membrane clamp ring for F1000, F1100, F1300, F1320 and F1420 floor / area drains and
3 HS-1 bolts with integral washers to secure membrane clamps to bodies
[5 empty] | 5-3 | 290 | 5" round stainless steel strainer for F1000 / F1100 floor drains
ZB415-3NH-5B-P | 2005-A05-Y03-P | 1100-A5-1-3NH | 30003-Z-5A-1-50 | FD-103-A5-1-7 | F1103-C-5-1-7 | 484 | Cast Iron Floor drain w/ 3" NH outlet body, membrane clamp + 5" round nickel bronze strainer, 1/2" tsp tapping
Parts: |  |  |  |  | A1-3NH-7 | 113 | 3" no hub outlet cast iron combination floor drain, cleanout and area drain body - A1 body, 1/2" tsp tapping
[5 empty] | A1-C1 / HS-1 | 81 | Cast iron membrane clamp ring for F1000, F1100, F1300, F1320 and F1420 floor / area drains and
3 HS-1 bolts with integral washers to secure membrane clamps to bodies
[5 empty] | 5-1 | 290 | 5" round nickel bronze strainer for F1000 / F1100 floor drains
ZS415-3NH-5SS-P | 2005-A05NBSS-Y03-P | 1100-A5-85-3NH | 30003-Z-5A-SS-50 | FD-103-A5-3-7 | F1003-C-5-3-7 | 484 | Cast Iron Floor drain w/ 3" NH outlet body, membrane clamp + 5" round stainless steel strainer, 1/2" tsp tapping
Parts: |  |  |  |  | A1-3NH-7 | 113 | 3" no hub outlet cast iron combination floor drain, cleanout and area drain body - A1 body, 1/2" tsp tapping
[5 empty] | A1-C1 / HS-1 | 81 | Cast iron membrane clamp ring for F1000, F1100, F1300, F1320 and F1420 floor / area drains and
3 HS-1 bolts with integral washers to secure membrane clamps to bodies
[5 empty] | 5-3 | 290 | 5" round stainless steel strainer for F1000 / F1100 floor drains
ZB415-4NH-5B-P | 2005-A05-Y04-P | 1100-A5-1-4NH | 30004-Z-5A-1-50 | FD-104-A5-1-7 | F1104-C-5-1-7 | 484 | Cast Iron Floor drain w/ 4" NH outlet body, membrane clamp + 5" round nickel bronze strainer, 1/2" tsp tapping
Parts: |  |  |  |  | A1-4NH-7 | 113 | 4" no hub outlet cast iron combination floor drain, cleanout and area drain body - A1 body, 1/2" tsp tapping
[5 empty] | A1-C1 / HS-1 | 81 | Cast iron membrane clamp ring for F1000, F1100, F1300, F1320 and F1420 floor / area drains and
3 HS-1 bolts with integral washers to secure membrane clamps to bodies
[5 empty] | 5-1 | 290 | 5" round nickel bronze strainer for F1000 / F1100 floor drains
ZS415-4NH-5SS-P | 2005-A05NBSS-Y04-P | 1100-A5-85-4NH | 30004-Z-5A-SS-50 | FD-104-A5-3-7 | F1004-C-5-3-7 | 484 | Cast Iron Floor drain w/ 4" NH outlet body, membrane clamp + 5" round stainless steel strainer, 1/2" tsp tapping
Parts: |  |  |  |  | A1-4NH-7 | 113 | 4" no hub outlet cast iron combination floor drain, cleanout and area drain body - A1 body, 1/2" tsp tapping
[5 empty] | A1-C1 / HS-1 | 81 | Cast iron membrane clamp ring for F1000, F1100, F1300, F1320 and F1420 floor / area drains and
3 HS-1 bolts with integral washers to secure membrane clamps to bodies
[5 empty] | 5-3 | 290 | 5" round stainless steel strainer for F1000 / F1100 floor drains
ZB415-2NL-5B-P | 2005-A05-L02-P | 1100-A5-1-2TY | 30002-Y-5A-1-50 | FD-102P-A5-1-7 | F1102P-C-5-1-7 | 484 | Cast Iron Floor drain w/ 2" PO outlet body, membrane clamp + 5" round nickel bronze strainer, 1/2" tsp tapping
Parts: |  |  |  |  | A1-2P-7 | 113 | 2" push on outlet cast iron combination floor drain, cleanout and area drain body - A1 body, 1/2" tsp tapping
[5 empty] | A1-C1 / HS-1 | 81 | Cast iron membrane clamp ring for F1000, F1100, F1300, F1320 and F1420 floor / area drains and
3 HS-1 bolts with integral washers to secure membrane clamps to bodies
[5 empty] | 5-1 | 290 | 5" round nickel bronze strainer for F1000 / F1100 floor drains
ZS415-2NL-5SS-P | 2005-A05NBSS-L02-P | 1100-A5-85-2TY | 30002-Y-5A-SS-50 | FD-102P-A5-3-7 | F1002P-C-5-3-7 | 484 | Cast Iron Floor drain w/ 2" PO outlet body, membrane clamp + 5" round stainless steel strainer, 1/2" tsp tapping
Parts: |  |  |  |  | A1-2P-7 | 113 | 2" push on outlet cast iron combination floor drain, cleanout and area drain body - A1 body, 1/2" tsp tapping
[5 empty] | A1-C1 / HS-1 | 81 | Cast iron membrane clamp ring for F1000, F1100, F1300, F1320 and F1420 floor / area drains and
3 HS-1 bolts with integral washers to secure membrane clamps to bodies
[5 empty] | 5-3 | 290 | 5" round stainless steel strainer for F1000 / F1100 floor drains
ZB415-3NL-5B-P | 2005-A05-L03-P | 1100-A5-1-3TY | 30003-Y-5A-1-50 | FD-103P-A5-1-7 | F1103P-C-5-1-7 | 484 | Cast Iron Floor drain w/ 3" PO outlet body, membrane clamp + 5" round nickel bronze strainer, 1/2" tsp tapping
Parts: |  |  |  |  | A1-3P-7 | 113 | 3" push on outlet cast iron combination floor drain, cleanout and area drain body - A1 body, 1/2" tsp tapping
[5 empty] | A1-C1 / HS-1 | 81 | Cast iron membrane clamp ring for F1000, F1100, F1300, F1320 and F1420 floor / area drains and
3 HS-1 bolts with integral washers to secure membrane clamps to bodies
[5 empty] | 5-1 | 290 | 5" round nickel bronze strainer for F1000 / F1100 floor drains
ZS415-3NL-5SS-P | 2005-A05NBSS-L03-P | 1100-A5-85-3TY | 30003-Y-5A-SS-50 | FD-103P-A5-3-7 | F1003P-C-5-3-7 | 484 | Cast Iron Floor drain w/ 3" PO outlet body, membrane clamp + 5" round stainless steel strainer, 1/2" tsp tapping
Parts: |  |  |  |  | A1-3P-7 | 113 | 3" push on outlet cast iron combination floor drain, cleanout and area drain body - A1 body, 1/2" tsp tapping
[5 empty] | A1-C1 / HS-1 | 81 | Cast iron membrane clamp ring for F1000, F1100, F1300, F1320 and F1420 floor / area drains and
3 HS-1 bolts with integral washers to secure membrane clamps to bodies
[5 empty] | 5-3 | 290 | 5" round stainless steel strainer for F1000 / F1100 floor drains
ZB415-4NL-5B-P | 2005-A05-L04-P | 1100-A5-1-4TY | 30004-Y-5A-1-50 | FD-104P-A5-1-7 | F1104P-C-5-1-7 | 484 | Cast Iron Floor drain w/ 4" PO outlet body, membrane clamp + 5" round nickel bronze strainer, 1/2" tsp tapping
Parts: |  |  |  |  | A1-4P-7 | 113 | 4" push on outlet cast iron combination floor drain, cleanout and area drain body - A1 body, 1/2" tsp tapping
[5 empty] | A1-C1 / HS-1 | 81 | Cast iron membrane clamp ring for F1000, F1100, F1300, F1320 and F1420 floor / area drains and
3 HS-1 bolts with integral washers to secure membrane clamps to bodies
[5 empty] | 5-1 | 290 | 5" round nickel bronze strainer for F1000 / F1100 floor drains
ZS415-4NL-5SS-P | 2005-A05NBSS-L04-P | 1100-A5-85-4TY | 30004-Y-5A-SS-50 | FD-104P-A5-3-7 | F1004P-C-5-3-7 | 484 | Cast Iron Floor drain w/ 4" PO outlet body, membrane clamp + 5" round stainless steel strainer, 1/2" tsp tapping
Parts: |  |  |  |  | A1-4P-7 | 113 | 4" push on outlet cast iron combination floor drain, cleanout and area drain body - A1 body, 1/2" tsp tapping
[5 empty] | A1-C1 / HS-1 | 81 | Cast iron membrane clamp ring for F1000, F1100, F1300, F1320 and F1420 floor / area drains and
3 HS-1 bolts with integral washers to secure membrane clamps to bodies
[5 empty] | 5-3 | 290 | 5" round stainless steel strainer for F1000 / F1100 floor drains
ZB415-2NH-6B-P | 2005-A06-Y02-P | 1100-A6-1-2NH | 30002-Z-6A-1-50 | FD-102-A6-1-7 | F1102-C-6-1-7 | 592 | Cast Iron Floor drain w/ 2" NH outlet body, membrane clamp + 6" round nickel bronze strainer, 1/2" tsp tapping
Parts: |  |  |  |  | A1-2NH-7 | 113 | 2" no hub outlet cast iron combination floor drain, cleanout and area drain body - A1 body, 1/2" tsp tapping
[5 empty] | A1-C1 / HS-1 | 81 | Cast iron membrane clamp ring for F1000, F1100, F1300, F1320 and F1420 floor / area drains and
3 HS-1 bolts with integral washers to secure membrane clamps to bodies
[5 empty] | 6-1 | 398 | 6" round nickel bronze strainer for F1000 / F1100 floor drains
ZS415-2NH-6SS-P | 2005-A06NBSS-Y02-P | 1100-A6-85-2NH | 30002-Z-6A-SS-50 | FD-102-A6-3-7 | F1002-C-6-3-7 | 592 | Cast Iron Floor drain w/ 2" NH outlet body, membrane clamp + 6" round stainless steel strainer, 1/2" tsp tapping
Parts: |  |  |  |  | A1-2NH-7 | 113 | 2" no hub outlet cast iron combination floor drain, cleanout and area drain body - A1 body, 1/2" tsp tapping
[5 empty] | A1-C1 / HS-1 | 81 | Cast iron membrane clamp ring for F1000, F1100, F1300, F1320 and F1420 floor / area drains and
3 HS-1 bolts with integral washers to secure membrane clamps to bodies
[5 empty] | 6-3 | 398 | 6" round stainless steel strainer for F1000 / F1100 floor drains
ZB415-3NH-6B-P | 2005-A06-Y03-P | 1100-A6-1-3NH | 30003-Z-6A-1-50 | FD-103-A6-1-7 | F1103-C-6-1-7 | 592 | Cast Iron Floor drain w/ 3" NH outlet body, membrane clamp + 6" round nickel bronze strainer, 1/2" tsp tapping
Parts: |  |  |  |  | A1-3NH-7 | 113 | 3" no hub outlet cast iron combination floor drain, cleanout and area drain body - A1 body, 1/2" tsp tapping
[5 empty] | A1-C1 / HS-1 | 81 | Cast iron membrane clamp ring for F1000, F1100, F1300, F1320 and F1420 floor / area drains and
3 HS-1 bolts with integral washers to secure membrane clamps to bodies
[5 empty] | 6-1 | 398 | 6" round nickel bronze strainer for F1000 / F1100 floor drains
ZS415-3NH-6SS-P | 2005-A06NBSS-Y03-P | 1100-A6-85-3NH | 30003-Z-6A-SS-50 | FD-103-A6-3-7 | F1003-C-6-3-7 | 592 | Cast Iron Floor drain w/ 3" NH outlet body, membrane clamp + 6" round stainless steel strainer, 1/2" tsp tapping
Parts: |  |  |  |  | A1-3NH-7 | 113 | 3" no hub outlet cast iron combination floor drain, cleanout and area drain body - A1 body, 1/2" tsp tapping
[5 empty] | A1-C1 / HS-1 | 81 | Cast iron membrane clamp ring for F1000, F1100, F1300, F1320 and F1420 floor / area drains and
3 HS-1 bolts with integral washers to secure membrane clamps to bodies
[5 empty] | 6-3 | 398 | 6" round stainless steel strainer for F1000 / F1100 floor drains
ZB415-4NH-6B-P | 2005-A06-Y04-P | 1100-A6-1-4NH | 30004-Z-6A-1-50 | FD-104-A6-1-7 | F1104-C-6-1-7 | 592 | Cast Iron Floor drain w/ 4" NH outlet body, membrane clamp + 6" round nickel bronze strainer, 1/2" tsp tapping
Parts: |  |  |  |  | A1-4NH-7 | 113 | 4" no hub outlet cast iron combination floor drain, cleanout and area drain body - A1 body, 1/2" tsp tapping
[5 empty] | A1-C1 / HS-1 | 81 | Cast iron membrane clamp ring for F1000, F1100, F1300, F1320 and F1420 floor / area drains and
3 HS-1 bolts with integral washers to secure membrane clamps to bodies
[5 empty] | 6-1 | 398 | 6" round nickel bronze strainer for F1000 / F1100 floor drains
ZS415-4NH-6SS-P | 2005-A06NBSS-Y04-P | 1100-A6-85-4NH | 30004-Z-6A-SS-50 | FD-104-A6-3-7 | F1004-C-6-3-7 | 592 | Cast Iron Floor drain w/ 4" NH outlet body, membrane clamp + 6" round stainless steel strainer, 1/2" tsp tapping
Parts: |  |  |  |  | A1-4NH-7 | 113 | 4" no hub outlet cast iron combination floor drain, cleanout and area drain body - A1 body, 1/2" tsp tapping
[5 empty] | A1-C1 / HS-1 | 81 | Cast iron membrane clamp ring for F1000, F1100, F1300, F1320 and F1420 floor / area drains and
3 HS-1 bolts with integral washers to secure membrane clamps to bodies
[5 empty] | 6-3 | 398 | 6" round stainless steel strainer for F1000 / F1100 floor drains
ZB415-2NL-6B-P | 2005-A06-L02-P | 1100-A6-1-2TY | 30002-Y-6A-1-50 | FD-102P-A6-1-7 | F1102P-C-6-1-7 | 592 | Cast Iron Floor drain w/ 2" PO outlet body, membrane clamp + 6" round nickel bronze strainer, 1/2" tsp tapping
Parts: |  |  |  |  | A1-2P-7 | 113 | 2" push on outlet cast iron combination floor drain, cleanout and area drain body - A1 body, 1/2" tsp tapping
[5 empty] | A1-C1 / HS-1 | 81 | Cast iron membrane clamp ring for F1000, F1100, F1300, F1320 and F1420 floor / area drains and
3 HS-1 bolts with integral washers to secure membrane clamps to bodies
[5 empty] | 6-1 | 398 | 6" round nickel bronze strainer for F1000 / F1100 floor drains
ZS415-2NL-6SS-P | 2005-A06NBSS-L02-P | 1100-A6-85-2TY | 30002-Y-6A-SS-50 | FD-102P-A6-3-7 | F1002P-C-6-3-7 | 592 | Cast Iron Floor drain w/ 2" PO outlet body, membrane clamp + 6" round stainless steel strainer, 1/2" tsp tapping
Parts: |  |  |  |  | A1-2P-7 | 113 | 2" push on outlet cast iron combination floor drain, cleanout and area drain body - A1 body, 1/2" tsp tapping
[5 empty] | A1-C1 / HS-1 | 81 | Cast iron membrane clamp ring for F1000, F1100, F1300, F1320 and F1420 floor / area drains and
3 HS-1 bolts with integral washers to secure membrane clamps to bodies
[5 empty] | 6-3 | 398 | 6" round stainless steel strainer for F1000 / F1100 floor drains
ZB415-3NL-6B-P | 2005-A06-L03-P | 1100-A6-1-3TY | 30003-Y-6A-1-50 | FD-103P-A6-1-7 | F1103P-C-6-1-7 | 592 | Cast Iron Floor drain w/ 3" PO outlet body, membrane clamp + 6" round nickel bronze strainer, 1/2" tsp tapping
Parts: |  |  |  |  | A1-3P-7 | 113 | 3" push on outlet cast iron combination floor drain, cleanout and area drain body - A1 body, 1/2" tsp tapping
[5 empty] | A1-C1 / HS-1 | 81 | Cast iron membrane clamp ring for F1000, F1100, F1300, F1320 and F1420 floor / area drains and
3 HS-1 bolts with integral washers to secure membrane clamps to bodies
[5 empty] | 6-1 | 398 | 6" round nickel bronze strainer for F1000 / F1100 floor drains
ZS415-3NL-6SS-P | 2005-A06NBSS-L03-P | 1100-A6-85-3TY | 30003-Y-6A-SS-50 | FD-103P-A6-3-7 | F1003P-C-6-3-7 | 592 | Cast Iron Floor drain w/ 3" PO outlet body, membrane clamp + 6" round stainless steel strainer, 1/2" tsp tapping
Parts: |  |  |  |  | A1-3P-7 | 113 | 3" push on outlet cast iron combination floor drain, cleanout and area drain body - A1 body, 1/2" tsp tapping
[5 empty] | A1-C1 / HS-1 | 81 | Cast iron membrane clamp ring for F1000, F1100, F1300, F1320 and F1420 floor / area drains and
3 HS-1 bolts with integral washers to secure membrane clamps to bodies
[5 empty] | 6-3 | 398 | 6" round stainless steel strainer for F1000 / F1100 floor drains
ZB415-4NL-6B-P | 2005-A06-L04-P | 1100-A6-1-4TY | 30004-Y-6A-1-50 | FD-104P-A6-1-7 | F1104P-C-6-1-7 | 592 | Cast Iron Floor drain w/ 4" PO outlet body, membrane clamp + 6" round nickel bronze strainer, 1/2" tsp tapping
Parts: |  |  |  |  | A1-4P-7 | 113 | 4" push on outlet cast iron combination floor drain, cleanout and area drain body - A1 body, 1/2" tsp tapping
[5 empty] | A1-C1 / HS-1 | 81 | Cast iron membrane clamp ring for F1000, F1100, F1300, F1320 and F1420 floor / area drains and
3 HS-1 bolts with integral washers to secure membrane clamps to bodies
[5 empty] | 6-1 | 398 | 6" round nickel bronze strainer for F1000 / F1100 floor drains
ZS415-4NL-6SS-P | 2005-A06NBSS-L04-P | 1100-A6-85-4TY | 30004-Y-6A-SS-50 | FD-104P-A6-3-7 | F1004P-C-6-3-7 | 592 | Cast Iron Floor drain w/ 4" PO outlet body, membrane clamp + 6" round stainless steel strainer, 1/2" tsp tapping
Parts: |  |  |  |  | A1-4P-7 | 113 | 4" push on outlet cast iron combination floor drain, cleanout and area drain body - A1 body, 1/2" tsp tapping
[5 empty] | A1-C1 / HS-1 | 81 | Cast iron membrane clamp ring for F1000, F1100, F1300, F1320 and F1420 floor / area drains and
3 HS-1 bolts with integral washers to secure membrane clamps to bodies
[5 empty] | 6-3 | 398 | 6" round stainless steel strainer for F1000 / F1100 floor drains
ZB415-2NH-5S-P | 2005-B05-Y02-P | 1100-G5-1-2NH | 30002-Z-5S-1-50 | FD-102-L5-1-7 | F1102-C-S5-1-7 | 645 | Cast Iron Floor drain w/ 2" NH outlet body, membrane clamp + 5" x 5" nickel bronze strainer, 1/2" tsp tapping
Parts: |  |  |  |  | A1-2NH-7 | 113 | 2" no hub outlet cast iron combination floor drain, cleanout and area drain body - A1 body, 1/2" tsp tapping
[5 empty] | A1-C1 / HS-1 | 81 | Cast iron membrane clamp ring for F1000, F1100, F1300, F1320 and F1420 floor / area drains and
3 HS-1 bolts with integral washers to secure membrane clamps to bodies
[5 empty] | S5-1 | 451 | 5" x 5" nickel bronze strainer for F1000 / F1100 floor drains
ZB415-3NH-5S-P | 2005-B05-Y03-P | 1100-G5-1-3NH | 30003-Z-5S-1-50 | FD-103-L5-1-7 | F1103-C-S5-1-7 | 645 | Cast Iron Floor drain w/ 3" NH outlet body, membrane clamp + 5" x 5" nickel bronze strainer, 1/2" tsp tapping
Parts: |  |  |  |  | A1-3NH-7 | 113 | 3" no hub outlet cast iron combination floor drain, cleanout and area drain body - A1 body, 1/2" tsp tapping
[5 empty] | A1-C1 / HS-1 | 81 | Cast iron membrane clamp ring for F1000, F1100, F1300, F1320 and F1420 floor / area drains and
3 HS-1 bolts with integral washers to secure membrane clamps to bodies
[5 empty] | S5-1 | 451 | 5" x 5" nickel bronze strainer for F1000 / F1100 floor drains
ZB415-4NH-5S-P | 2005-B05-Y04-P | 1100-G5-1-4NH | 30004-Z-5S-1-50 | FD-104-L5-1-7 | F1104-C-S5-1-7 | 645 | Cast Iron Floor drain w/ 4" NH outlet body, membrane clamp + 5" x 5" nickel bronze strainer, 1/2" tsp tapping
Parts: |  |  |  |  | A1-4NH-7 | 113 | 4" no hub outlet cast iron combination floor drain, cleanout and area drain body - A1 body, 1/2" tsp tapping
[5 empty] | A1-C1 / HS-1 | 81 | Cast iron membrane clamp ring for F1000, F1100, F1300, F1320 and F1420 floor / area drains and
3 HS-1 bolts with integral washers to secure membrane clamps to bodies
[5 empty] | S5-1 | 451 | 5" x 5" nickel bronze strainer for F1000 / F1100 floor drains
ZB415-2NL-5S-P | 2005-B05-L02-P | 1100-G5-1-2TY | 30002-Y-5S-1-50 | FD-102P-L5-1-7 | F1102P-C-S5-1-7 | 645 | Cast Iron Floor drain w/ 2" PO outlet body, membrane clamp + 5" x 5" nickel bronze strainer, 1/2" tsp tapping
Parts: |  |  |  |  | A1-2P-7 | 113 | 2" push on outlet cast iron combination floor drain, cleanout and area drain body - A1 body, 1/2" tsp tapping
[5 empty] | A1-C1 / HS-1 | 81 | Cast iron membrane clamp ring for F1000, F1100, F1300, F1320 and F1420 floor / area drains and
3 HS-1 bolts with integral washers to secure membrane clamps to bodies
[5 empty] | S5-1 | 451 | 5" x 5" nickel bronze strainer for F1000 / F1100 floor drains
ZB415-3NL-5S-P | 2005-B05-L03-P | 1100-G5-1-3TY | 30003-Y-5S-1-50 | FD-103P-L5-1-7 | F1103P-C-S5-1-7 | 645 | Cast Iron Floor drain w/ 3" PO outlet body, membrane clamp + 5" x 5" nickel bronze strainer, 1/2" tsp tapping
Parts: |  |  |  |  | A1-3P-7 | 113 | 3" push on outlet cast iron combination floor drain, cleanout and area drain body - A1 body, 1/2" tsp tapping
[5 empty] | A1-C1 / HS-1 | 81 | Cast iron membrane clamp ring for F1000, F1100, F1300, F1320 and F1420 floor / area drains and
3 HS-1 bolts with integral washers to secure membrane clamps to bodies
[5 empty] | S5-1 | 451 | 5" x 5" nickel bronze strainer for F1000 / F1100 floor drains
ZB415-4NL-5S-P | 2005-B05-L04-P | 1100-G5-1-4TY | 30004-Y-5S-1-50 | FD-104P-L5-1-7 | F1104P-C-S5-1-7 | 645 | Cast Iron Floor drain w/ 4" PO outlet body, membrane clamp and 5" x 5" nickel bronze strainer, 1/2" tsp tapping
Parts: |  |  |  |  | A1-4P-7 | 113 | 4" push on outlet cast iron combination floor drain, cleanout and area drain body - A1 body, 1/2" tsp tapping
[5 empty] | A1-C1 / HS-1 | 81 | Cast iron membrane clamp ring for F1000, F1100, F1300, F1320 and F1420 floor / area drains and
3 HS-1 bolts with integral washers to secure membrane clamps to bodies
[5 empty] | S5-1 | 451 | 5" x 5" nickel bronze strainer for F1000 / F1100 floor drains
ZS415-2NH-5SS-P | 2005-B05NBSS-Y02-P | 1100-G5-85-2NH | 30002-Z-5S-SS-50 | FD-102-L5-3-7 | F1002-C-S5-3-7 | 645 | Cast Iron Floor drain w/ 2" NH outlet body, membrane clamp + 5" x 5" stainless steel strainer, 1/2" tsp tapping
Parts: |  |  |  |  | A1-2NH-7 | 113 | 2" no hub outlet cast iron combination floor drain, cleanout and area drain body - A1 body, 1/2" tsp tapping
[5 empty] | A1-C1 / HS-1 | 81 | Cast iron membrane clamp ring for F1000, F1100, F1300, F1320 and F1420 floor / area drains and
3 HS-1 bolts with integral washers to secure membrane clamps to bodies
[5 empty] | S5-3 | 451 | 5" x 5" stainless steel strainer for F1000 / F1100 floor drains
ZS415-3NH-5SS-P | 2005-B05NBSS-Y03-P | 1100-G5-85-3NH | 30003-Z-5S-SS-50 | FD-103-L5-3-7 | F1003-C-S5-3-7 | 645 | Cast Iron Floor drain w/ 3" NH outlet body, membrane clamp + 5" x 5" stainless steel strainer, 1/2" tsp tapping
Parts: |  |  |  |  | A1-3NH-7 | 113 | 3" no hub outlet cast iron combination floor drain, cleanout and area drain body - A1 body, 1/2" tsp tapping
[5 empty] | A1-C1 / HS-1 | 81 | Cast iron membrane clamp ring for F1000, F1100, F1300, F1320 and F1420 floor / area drains and
3 HS-1 bolts with integral washers to secure membrane clamps to bodies
[5 empty] | S5-3 | 451 | 5" x 5" stainless steel strainer for F1000 / F1100 floor drains
ZS415-4NH-5SS-P | 2005-B05NBSS-Y04-P | 1100-G5-85-4NH | 30004-Z-5S-SS-50 | FD-104-L5-3-7 | F1004-C-S5-3-7 | 645 | Cast Iron Floor drain w/ 4" NH outlet body, membrane clamp + 5" x 5" stainless steel strainer, 1/2" tsp tapping
Parts: |  |  |  |  | A1-4NH-7 | 113 | 4" no hub outlet cast iron combination floor drain, cleanout and area drain body - A1 body, 1/2" tsp tapping
[5 empty] | A1-C1 / HS-1 | 81 | Cast iron membrane clamp ring for F1000, F1100, F1300, F1320 and F1420 floor / area drains and
3 HS-1 bolts with integral washers to secure membrane clamps to bodies
[5 empty] | S5-3 | 451 | 5" x 5" stainless steel strainer for F1000 / F1100 floor drains
ZS415-2NL-5SS-P | 2005-B05NBSS-L02-P | 1100-G5-85-2TY | 30002-Y-5S-SS-50 | FD-102P-L5-3-7 | F1002P-C-S5-3-7 | 645 | Cast Iron Floor drain w/ 2" PO outlet body, membrane clamp + 5" x 5" stainless steel strainer, 1/2" tsp tapping
Parts: |  |  |  |  | A1-2P-7 | 113 | 2" push on outlet cast iron combination floor drain, cleanout and area drain body - A1 body, 1/2" tsp tapping
[5 empty] | A1-C1 / HS-1 | 81 | Cast iron membrane clamp ring for F1000, F1100, F1300, F1320 and F1420 floor / area drains and
3 HS-1 bolts with integral washers to secure membrane clamps to bodies
[5 empty] | S5-3 | 451 | 5" x 5" stainless steel strainer for F1000 / F1100 floor drains
ZS415-3NL-5SS-P | 2005-B05NBSS-L03-P | 1100-G5-85-3TY | 30003-Y-5S-SS-50 | FD-103P-L5-3-7 | F1003P-C-S5-3-7 | 645 | Cast Iron Floor drain w/ 3" PO outlet body, membrane clamp + 5" x 5" stainless steel strainer, 1/2" tsp tapping
Parts: |  |  |  |  | A1-3P-7 | 113 | 3" push on outlet cast iron combination floor drain, cleanout and area drain body - A1 body, 1/2" tsp tapping
[5 empty] | A1-C1 / HS-1 | 81 | Cast iron membrane clamp ring for F1000, F1100, F1300, F1320 and F1420 floor / area drains and
3 HS-1 bolts with integral washers to secure membrane clamps to bodies
[5 empty] | S5-3 | 451 | 5" x 5" stainless steel strainer for F1000 / F1100 floor drains
ZS415-4NL-5SS-P | 2005-B05NBSS-L04-P | 1100-G5-85-4TY | 30004-Y-5S-SS-50 | FD-104P-L5-3-7 | F1004P-C-S5-3-7 | 645 | Cast Iron Floor drain w/ 4" PO outlet body, membrane clamp + 5" x 5" stainless steel strainer, 1/2" tsp tapping
Parts: |  |  |  |  | A1-4P-7 | 113 | 4" push on outlet cast iron combination floor drain, cleanout and area drain body - A1 body, 1/2" tsp tapping
[5 empty] | A1-C1 / HS-1 | 81 | Cast iron membrane clamp ring for F1000, F1100, F1300, F1320 and F1420 floor / area drains and
3 HS-1 bolts with integral washers to secure membrane clamps to bodies
[5 empty] | S5-3 | 451 | 5" x 5" stainless steel strainer for F1000 / F1100 floor drains
ZB415-2NH-6S-P | 2005-B06-Y02-P | 1100-G6-1-2NH | 30002-Z-6S-1-50 | FD-102-L6-1-7 | F1102-C-S6-1-7 | 718 | Cast Iron Floor drain w/ 2" NH outlet body, membrane clamp + 6" x 6" nickel bronze strainer, 1/2" tsp tapping
Parts: |  |  |  |  | A1-2NH-7 | 113 | 2" no hub outlet cast iron combination floor drain, cleanout and area drain body - A1 body, 1/2" tsp tapping
[5 empty] | A1-C1 / HS-1 | 81 | Cast iron membrane clamp ring for F1000, F1100, F1300, F1320 and F1420 floor / area drains and
3 HS-1 bolts with integral washers to secure membrane clamps to bodies
[5 empty] | S6-1 | 524 | 6" x 6" nickel bronze strainer for F1000 / F1100 floor drains
ZB415-3NH-6S-P | 2005-B06-Y03-P | 1100-G6-1-3NH | 30003-Z-6S-1-50 | FD-103-L6-1-7 | F1103-C-S6-1-7 | 718 | Cast Iron Floor drain w/ 3" NH outlet body, membrane clamp + 6" x 6" nickel bronze strainer, 1/2" tsp tapping
Parts: |  |  |  |  | A1-3NH-7 | 113 | 3" no hub outlet cast iron combination floor drain, cleanout and area drain body - A1 body, 1/2" tsp tapping
[5 empty] | A1-C1 / HS-1 | 81 | Cast iron membrane clamp ring for F1000, F1100, F1300, F1320 and F1420 floor / area drains and
3 HS-1 bolts with integral washers to secure membrane clamps to bodies
[5 empty] | S6-1 | 524 | 6" x 6" nickel bronze strainer for F1000 / F1100 floor drains
ZB415-4NH-6S-P | 2005-B06-Y04-P | 1100-G6-1-4NH | 30004-Z-6S-1-50 | FD-104-L6-1-7 | F1104-C-S6-1-7 | 718 | Cast Iron Floor drain w/ 4" NH outlet body, membrane clamp + 6" x 6" nickel bronze strainer, 1/2" tsp tapping
Parts: |  |  |  |  | A1-4NH-7 | 113 | 4" no hub outlet cast iron combination floor drain, cleanout and area drain body - A1 body, 1/2" tsp tapping
[5 empty] | A1-C1 / HS-1 | 81 | Cast iron membrane clamp ring for F1000, F1100, F1300, F1320 and F1420 floor / area drains and
3 HS-1 bolts with integral washers to secure membrane clamps to bodies
[5 empty] | S6-1 | 524 | 6" x 6" nickel bronze strainer for F1000 / F1100 floor drains
ZB415-2NL-6S-P | 2005-B06-L02-P | 1100-G6-1-2TY | 30002-Y-6S-1-50 | FD-102P-L6-1-7 | F1102P-C-S6-1-7 | 718 | Cast Iron Floor drain w/ 2" PO outlet body, membrane clamp + 6" x 6" nickel bronze strainer, 1/2" tsp tapping
Parts: |  |  |  |  | A1-2P-7 | 113 | 2" push on outlet cast iron combination floor drain, cleanout and area drain body - A1 body, 1/2" tsp tapping
[5 empty] | A1-C1 / HS-1 | 81 | Cast iron membrane clamp ring for F1000, F1100, F1300, F1320 and F1420 floor / area drains and
3 HS-1 bolts with integral washers to secure membrane clamps to bodies
[5 empty] | S6-1 | 524 | 6" x 6" nickel bronze strainer for F1000 / F1100 floor drains
ZB415-3NL-6S-P | 2005-B06-L03-P | 1100-G6-1-3TY | 30003-Y-6S-1-50 | FD-103P-L6-1-7 | F1103P-C-S6-1-7 | 718 | Cast Iron Floor drain w/ 3" PO outlet body, membrane clamp + 6" x 6" nickel bronze strainer, 1/2" tsp tapping
Parts: |  |  |  |  | A1-3P-7 | 113 | 3" push on outlet cast iron combination floor drain, cleanout and area drain body - A1 body, 1/2" tsp tapping
[5 empty] | A1-C1 / HS-1 | 81 | Cast iron membrane clamp ring for F1000, F1100, F1300, F1320 and F1420 floor / area drains and
3 HS-1 bolts with integral washers to secure membrane clamps to bodies
[5 empty] | S6-1 | 524 | 6" x 6" nickel bronze strainer for F1000 / F1100 floor drains
ZB415-4NL-6S-P | 2005-B06-L04-P | 1100-G6-1-4TY | 30004-Y-6S-1-50 | FD-104P-L6-1-7 | F1104P-C-S6-1-7 | 718 | Cast Iron Floor drain w/ 4" PO outlet body, membrane clamp + 6" x 6" nickel bronze strainer, 1/2" tsp tapping
Parts: |  |  |  |  | A1-4P-7 | 113 | 4" push on outlet cast iron combination floor drain, cleanout and area drain body - A1 body, 1/2" tsp tapping
[5 empty] | A1-C1 / HS-1 | 81 | Cast iron membrane clamp ring for F1000, F1100, F1300, F1320 and F1420 floor / area drains and
3 HS-1 bolts with integral washers to secure membrane clamps to bodies
[5 empty] | S6-1 | 524 | 6" x 6" nickel bronze strainer for F1000 / F1100 floor drains
ZS415-2NH-6SS-P | 2005-B06NBSS-Y02-P | 1100-G6-85-2NH | 30002-Z-6S-SS-50 | FD-102-L6-3-7 | F1002-C-S6-3-7 | 718 | Cast Iron Floor drain w/ 2" NH outlet body, membrane clamp + 6" x 6" stainless steel strainer, 1/2" tsp tapping
Parts: |  |  |  |  | A1-2NH-7 | 113 | 2" no hub outlet cast iron combination floor drain, cleanout and area drain body - A1 body, 1/2" tsp tapping
[5 empty] | A1-C1 / HS-1 | 81 | Cast iron membrane clamp ring for F1000, F1100, F1300, F1320 and F1420 floor / area drains and
3 HS-1 bolts with integral washers to secure membrane clamps to bodies
[5 empty] | S6-3 | 524 | 6" x 6" stainless steel strainer for F1000 / F1100 floor drains
ZS415-2NL-6SS-P | 2005-B06NBSS-L02-P | 1100-G6-85-2TY | 30002-Y-6S-SS-50 | FD-102P-L6-3-7 | F1002P-C-S6-3-7 | 718 | Cast Iron Floor drain w/ 2" PO outlet body, membrane clamp + 6" x 6" stainless steel strainer, 1/2" tsp tapping
Parts: |  |  |  |  | A1-2P-7 | 113 | 2" push on outlet cast iron combination floor drain, cleanout and area drain body - A1 body, 1/2" tsp tapping
[5 empty] | A1-C1 / HS-1 | 81 | Cast iron membrane clamp ring for F1000, F1100, F1300, F1320 and F1420 floor / area drains and
3 HS-1 bolts with integral washers to secure membrane clamps to bodies
[5 empty] | S6-3 | 524 | 6" x 6" stainless steel strainer for F1000 / F1100 floor drains
ZS415-3NH-6SS-P | 2005-B06NBSS-Y03-P | 1100-G6-85-3NH | 30003-Z-6S-SS-50 | FD-103-L6-3-7 | F1003-C-S6-3-7 | 718 | Cast Iron Floor drain w/ 3" NH outlet body, membrane clamp + 6" x 6" stainless steel strainer, 1/2" tsp tapping
Parts: |  |  |  |  | A1-3NH-7 | 113 | 3" no hub outlet cast iron combination floor drain, cleanout and area drain body - A1 body, 1/2" tsp tapping
[5 empty] | A1-C1 / HS-1 | 81 | Cast iron membrane clamp ring for F1000, F1100, F1300, F1320 and F1420 floor / area drains and
3 HS-1 bolts with integral washers to secure membrane clamps to bodies
[5 empty] | S6-3 | 524 | 6" x 6" stainless steel strainer for F1000 / F1100 floor drains
ZS415-3NL-6SS-P | 2005-B06NBSS-L03-P | 1100-G6-85-3TY | 30003-Y-6S-SS-50 | FD-103P-L6-3-7 | F1003P-C-S6-3-7 | 718 | Cast Iron Floor drain w/ 3" PO outlet body, membrane clamp + 6" x 6" stainless steel strainer, 1/2" tsp tapping
Parts: |  |  |  |  | A1-3P-7 | 113 | 3" push on outlet cast iron combination floor drain, cleanout and area drain body - A1 body, 1/2" tsp tapping
[5 empty] | A1-C1 / HS-1 | 81 | Cast iron membrane clamp ring for F1000, F1100, F1300, F1320 and F1420 floor / area drains and
3 HS-1 bolts with integral washers to secure membrane clamps to bodies
[5 empty] | S6-3 | 524 | 6" x 6" stainless steel strainer for F1000 / F1100 floor drains
ZS415-4NH-6SS-P | 2005-B06NBSS-Y04-P | 1100-G6-85-4NH | 30004-Z-6S-SS-50 | FD-104-L6-3-7 | F1004-C-S6-3-7 | 718 | Cast Iron Floor drain w/ 4" NH outlet body, membrane clamp + 6" x 6" stainless steel strainer, 1/2" tsp tapping
Parts: |  |  |  |  | A1-4NH-7 | 113 | 4" no hub outlet cast iron combination floor drain, cleanout and area drain body - A1 body, 1/2" tsp tapping
[5 empty] | A1-C1 / HS-1 | 81 | Cast iron membrane clamp ring for F1000, F1100, F1300, F1320 and F1420 floor / area drains and
3 HS-1 bolts with integral washers to secure membrane clamps to bodies
[5 empty] | S6-3 | 524 | 6" x 6" stainless steel strainer for F1000 / F1100 floor drains
ZS415-4NL-6SS-P | 2005-B06NBSS-L04-P | 1100-G6-85-4TY | 30004-Y-6S-SS-50 | FD-104P-L6-3-7 | F1004P-C-S6-3-7 | 718 | Cast Iron Floor drain w/ 4" PO outlet body, membrane clamp + 6" x 6" stainless steel strainer, 1/2" tsp tapping
Parts: |  |  |  |  | A1-4P-7 | 113 | 4" push on outlet cast iron combination floor drain, cleanout and area drain body - A1 body, 1/2" tsp tapping
[5 empty] | A1-C1 / HS-1 | 81 | Cast iron membrane clamp ring for F1000, F1100, F1300, F1320 and F1420 floor / area drains and
3 HS-1 bolts with integral washers to secure membrane clamps to bodies
[5 empty] | S6-3 | 524 | 6" x 6" stainless steel strainer for F1000 / F1100 floor drains
ZB415-2NH-7E-P | 2005-A05-F11-Y02-P | 1100-EF4-1-2NH | 30002-Z-7E2-1-50 | FD-102-EF-1-7 | F1102-C-EF-1-7 | 904 | Cast Iron Floor drain w/ 2" NH outlet body, membrane clamp + NB strainer w/4" funnel, 1/2" tsp tapping
Parts: |  |  |  |  | A1-2NH-7 | 113 | 2" no hub outlet cast iron combination floor drain, cleanout and area drain body - A1 body, 1/2" tsp tapping
[5 empty] | A1-C1 / HS-1 | 81 | Cast iron membrane clamp ring for F1000, F1100, F1300, F1320 and F1420 floor / area drains and
3 HS-1 bolts with integral washers to secure membrane clamps to bodies
[5 empty] | EF-1 | 710 | Nickel bronze strainer w/4" funnel for F1000 / F1100 floor drains
ZB415-2NL-7E-P | 2005-A05-F11-L02-P | 1100-EF4-1-2TY | 30002-Y-7E2-1-50 | FD-102P-EF-1-7 | F1102P-C-EF-1-7 | 904 | Cast Iron Floor drain w/ 2" PO outlet body, membrane clamp + NB strainer w/4" funnel, 1/2" tsp tapping
Parts: |  |  |  |  | A1-2P-7 | 113 | 2" push on outlet cast iron combination floor drain, cleanout and area drain body - A1 body, 1/2" tsp tapping
[5 empty] | A1-C1 / HS-1 | 81 | Cast iron membrane clamp ring for F1000, F1100, F1300, F1320 and F1420 floor / area drains and
3 HS-1 bolts with integral washers to secure membrane clamps to bodies
[5 empty] | EF-1 | 710 | Nickel bronze strainer w/4" funnel for F1000 / F1100 floor drains
ZB415-3NH-7E-P | 2005-A05-F11-Y03-P | 1100-EF4-1-3NH | 30003-Z-7E2-1-50 | FD-103-EF-1-7 | F1103-C-EF-1-7 | 904 | Cast Iron Floor drain w/ 3" NH outlet body, membrane clamp + NB strainer w/4" funnel, 1/2" tsp tapping
Parts: |  |  |  |  | A1-3NH-7 | 113 | 3" no hub outlet cast iron combination floor drain, cleanout and area drain body - A1 body, 1/2" tsp tapping
[5 empty] | A1-C1 / HS-1 | 81 | Cast iron membrane clamp ring for F1000, F1100, F1300, F1320 and F1420 floor / area drains and
3 HS-1 bolts with integral washers to secure membrane clamps to bodies
[5 empty] | EF-1 | 710 | Nickel bronze strainer w/4" funnel for F1000 / F1100 floor drains
ZB415-3NL-7E-P | 2005-A05-F11-L03-P | 1100-EF4-1-3TY | 30003-Y-7E2-1-50 | FD-103P-EF-1-7 | F1103P-C-EF-1-7 | 904 | Cast Iron Floor drain w/ 3" PO outlet body, membrane clamp + NB strainer w/4" funnel, 1/2" tsp tapping
Parts: |  |  |  |  | A1-3P-7 | 113 | 3" push on outlet cast iron combination floor drain, cleanout and area drain body - A1 body, 1/2" tsp tapping
[5 empty] | A1-C1 / HS-1 | 81 | Cast iron membrane clamp ring for F1000, F1100, F1300, F1320 and F1420 floor / area drains and
3 HS-1 bolts with integral washers to secure membrane clamps to bodies
[5 empty] | EF-1 | 710 | Nickel bronze strainer w/4" funnel for F1000 / F1100 floor drains
ZB415-4NH-7E-P | 2005-A05-F11-Y04-P | 1100-EF4-1-4NH | 30004-Z-7E2-1-50 | FD-104-EF-1-7 | F1104-C-EF-1-7 | 904 | Cast Iron Floor drain w/ 4" NH outlet body, membrane clamp + NB strainer w/4" funnel, 1/2" tsp tapping
Parts: |  |  |  |  | A1-4NH-7 | 113 | 4" no hub outlet cast iron combination floor drain, cleanout and area drain body - A1 body, 1/2" tsp tapping
[5 empty] | A1-C1 / HS-1 | 81 | Cast iron membrane clamp ring for F1000, F1100, F1300, F1320 and F1420 floor / area drains and
3 HS-1 bolts with integral washers to secure membrane clamps to bodies
[5 empty] | EF-1 | 710 | Nickel bronze strainer w/4" funnel for F1000 / F1100 floor drains
ZB415-4NL-7E-P | 2005-A05-F11-L04-P | 1100-EF4-1-4TY | 30004-Y-7E2-1-50 | FD-104P-EF-1-7 | F1104P-C-EF-1-7 | 904 | Cast Iron Floor drain w/ 4" PO outlet body, membrane clamp + NB strainer w/4" funnel, 1/2" tsp tapping
Parts: |  |  |  |  | A1-4P-7 | 113 | 4" push on outlet cast iron combination floor drain, cleanout and area drain body - A1 body, 1/2" tsp tapping
[5 empty] | A1-C1 / HS-1 | 81 | Cast iron membrane clamp ring for F1000, F1100, F1300, F1320 and F1420 floor / area drains and
3 HS-1 bolts with integral washers to secure membrane clamps to bodies
[5 empty] | EF-1 | 710 | Nickel bronze strainer w/4" funnel for F1000 / F1100 floor drains
ZB415-2NH-7N-P | 2005-D-Y02-P | 1100-TS7-1-2NH | 30002-Z-7E-1-50 | FD-302-1-7 | F1102-C-N7-1-7 | 1115 | Cast Iron Floor drain w/ 2" NH outlet body, membrane clamp + 7" round NB tractor grate, 1/2" tsp tapping
Parts: |  |  |  |  | A1-2NH-7 | 113 | 2" no hub outlet cast iron combination floor drain, cleanout and area drain body - A1 body, 1/2" tsp tapping
[5 empty] | A1-C1 / HS-1 | 81 | Cast iron membrane clamp ring for F1000, F1100, F1300, F1320 and F1420 floor / area drains and
3 HS-1 bolts with integral washers to secure membrane clamps to bodies
[5 empty] | N7-1 | 921 | 7" round nickel bronze tractor grate for F1000 / F1100 floor drains
ZB415-2NL-7N-P | 2005-D-L02-P | 1100-TS7-1-2TY | 30002-Y-7E-1-50 | FD-302P-1-7 | F1102P-C-N7-1-7 | 1115 | Cast Iron Floor drain w/ 2" PO outlet body, membrane clamp + 7" round NB tractor grate, 1/2" tsp tapping
Parts: |  |  |  |  | A1-2P-7 | 113 | 2" push on outlet cast iron combination floor drain, cleanout and area drain body - A1 body, 1/2" tsp tapping
[5 empty] | A1-C1 / HS-1 | 81 | Cast iron membrane clamp ring for F1000, F1100, F1300, F1320 and F1420 floor / area drains and
3 HS-1 bolts with integral washers to secure membrane clamps to bodies
[5 empty] | N7-1 | 921 | 7" round nickel bronze tractor grate for F1000 / F1100 floor drains
ZB415-3NH-7N-P | 2005-D-Y03-P | 1100-TS7-1-3NH | 30003-Z-7E-1-50 | FD-303-1-7 | F1103-C-N7-1-7 | 1115 | Cast Iron Floor drain w/ 3" NH outlet body, membrane clamp + 7" round NB tractor grate, 1/2" tsp tapping
Parts: |  |  |  |  | A1-3NH-7 | 113 | 3" no hub outlet cast iron combination floor drain, cleanout and area drain body - A1 body, 1/2" tsp tapping
[5 empty] | A1-C1 / HS-1 | 81 | Cast iron membrane clamp ring for F1000, F1100, F1300, F1320 and F1420 floor / area drains and
3 HS-1 bolts with integral washers to secure membrane clamps to bodies
[5 empty] | N7-1 | 921 | 7" round nickel bronze tractor grate for F1000 / F1100 floor drains
ZB415-3NL-7N-P | 2005-D-L03-P | 1100-TS7-1-3TY | 30003-Y-7E-1-50 | FD-303P-1-7 | F1103P-C-N7-1-7 | 1115 | Cast Iron Floor drain w/ 3" PO outlet body, membrane clamp + 7" round NB tractor grate, 1/2" tsp tapping
Parts: |  |  |  |  | A1-3P-7 | 113 | 3" push on outlet cast iron combination floor drain, cleanout and area drain body - A1 body, 1/2" tsp tapping
[5 empty] | A1-C1 / HS-1 | 81 | Cast iron membrane clamp ring for F1000, F1100, F1300, F1320 and F1420 floor / area drains and
3 HS-1 bolts with integral washers to secure membrane clamps to bodies
[5 empty] | N7-1 | 921 | 7" round nickel bronze tractor grate for F1000 / F1100 floor drains
ZB415-4NH-7N-P | 2005-D-Y04-P | 1100-TS7-1-4NH | 30004-Z-7E-1-50 | FD-304-1-7 | F1104-C-N7-1-7 | 1115 | Cast Iron Floor drain w/ 4" NH outlet body, membrane clamp + 7" round NB tractor grate, 1/2" tsp tapping
Parts: |  |  |  |  | A1-4NH-7 | 113 | 4" no hub outlet cast iron combination floor drain, cleanout and area drain body - A1 body, 1/2" tsp tapping
[5 empty] | A1-C1 / HS-1 | 81 | Cast iron membrane clamp ring for F1000, F1100, F1300, F1320 and F1420 floor / area drains and
3 HS-1 bolts with integral washers to secure membrane clamps to bodies
[5 empty] | N7-1 | 921 | 7" round nickel bronze tractor grate for F1000 / F1100 floor drains
ZB415-4NL-7N-P | 2005-D-L04-P | 1100-TS7-1-4TY | 30004-Y-7E-1-50 | FD-304P-1-7 | F1104P-C-N7-1-7 | 1115 | Cast Iron Floor drain w/ 4" PO outlet body, membrane clamp + 7" round NB tractor grate, 1/2" tsp tapping
Parts: |  |  |  |  | A1-4P-7 | 113 | 4" push on outlet cast iron combination floor drain, cleanout and area drain body - A1 body, 1/2" tsp tapping
[5 empty] | A1-C1 / HS-1 | 81 | Cast iron membrane clamp ring for F1000, F1100, F1300, F1320 and F1420 floor / area drains and
3 HS-1 bolts with integral washers to secure membrane clamps to bodies
[5 empty] | N7-1 | 921 | 7" round nickel bronze tractor grate for F1000 / F1100 floor drains
ZB415-2NH-9N-P | 2005-E-Y02-P | 1310-1-2NH | 30002-Z-9E-1-50 | FD-322-1-7 | F1102-C-N9-1-7 | 1547 | Cast Iron Floor drain w/ 2" NH outlet body, membrane clamp + 9" round NB tractor grate, 1/2" tsp tapping
Parts: |  |  |  |  | A1-2NH-7 | 113 | 2" no hub outlet cast iron combination floor drain, cleanout and area drain body - A1 body, 1/2" tsp tapping
[5 empty] | A1-C1 / HS-1 | 81 | Cast iron membrane clamp ring for F1000, F1100, F1300, F1320 and F1420 floor / area drains and
3 HS-1 bolts with integral washers to secure membrane clamps to bodies
[5 empty] | N9-1 | 1353 | 9" round nickel bronze tractor grate for F1000 / F1100 floor drains
ZB415-2NL-9N-P | 2005-E-L02-P | 1310-1-2TY | 30002-Y-9E-1-50 | FD-322P-1-7 | F1102P-C-N9-1-7 | 1547 | Cast Iron Floor drain w/ 2" PO outlet body, membrane clamp + 9" round NB tractor grate, 1/2" tsp tapping
Parts: |  |  |  |  | A1-2P-7 | 113 | 2" push on outlet cast iron combination floor drain, cleanout and area drain body - A1 body, 1/2" tsp tapping
[5 empty] | A1-C1 / HS-1 | 81 | Cast iron membrane clamp ring for F1000, F1100, F1300, F1320 and F1420 floor / area drains and
3 HS-1 bolts with integral washers to secure membrane clamps to bodies
[5 empty] | N9-1 | 1353 | 9" round nickel bronze tractor grate for F1000 / F1100 floor drains
ZB415-3NH-9N-P | 2005-E-Y03-P | 1310-1-3NH | 30003-Z-9E-1-50 | FD-323-1-7 | F1103-C-N9-1-7 | 1547 | Cast Iron Floor drain w/ 3" NH outlet body, membrane clamp + 9" round NB tractor grate, 1/2" tsp tapping
Parts: |  |  |  |  | A1-3NH-7 | 113 | 3" no hub outlet cast iron combination floor drain, cleanout and area drain body - A1 body, 1/2" tsp tapping
[5 empty] | A1-C1 / HS-1 | 81 | Cast iron membrane clamp ring for F1000, F1100, F1300, F1320 and F1420 floor / area drains and
3 HS-1 bolts with integral washers to secure membrane clamps to bodies
[5 empty] | N9-1 | 1353 | 9" round nickel bronze tractor grate for F1000 / F1100 floor drains
ZB415-3NL-9N-P | 2005-E-L03-P | 1310-1-3TY | 30003-Y-9E-1-50 | FD-323P-1-7 | F1103P-C-N9-1-7 | 1547 | Cast Iron Floor drain w/ 3" PO outlet body, membrane clamp + 9" round NB tractor grate, 1/2" tsp tapping
Parts: |  |  |  |  | A1-3P-7 | 113 | 3" push on outlet cast iron combination floor drain, cleanout and area drain body - A1 body, 1/2" tsp tapping
[5 empty] | A1-C1 / HS-1 | 81 | Cast iron membrane clamp ring for F1000, F1100, F1300, F1320 and F1420 floor / area drains and
3 HS-1 bolts with integral washers to secure membrane clamps to bodies
[5 empty] | N9-1 | 1353 | 9" round nickel bronze tractor grate for F1000 / F1100 floor drains
ZB415-4NH-9N-P | 2005-E-Y04-P | 1310-1-4NH | 30004-Z-9E-1-50 | FD-324-1-7 | F1104-C-N9-1-7 | 1547 | Cast Iron Floor drain w/ 4" NH outlet body, membrane clamp + 9" round NB tractor grate, 1/2" tsp tapping
Parts: |  |  |  |  | A1-4NH-7 | 113 | 4" no hub outlet cast iron combination floor drain, cleanout and area drain body - A1 body, 1/2" tsp tapping
[5 empty] | A1-C1 / HS-1 | 81 | Cast iron membrane clamp ring for F1000, F1100, F1300, F1320 and F1420 floor / area drains and
3 HS-1 bolts with integral washers to secure membrane clamps to bodies
[5 empty] | N9-1 | 1353 | 9" round nickel bronze tractor grate for F1000 / F1100 floor drains
ZB415-4NL-9N-P | 2005-E-L04-P | 1310-1-4TY | 30004-Y-9E-1-50 | FD-324P-1-7 | F1104P-C-N9-1-7 | 1547 | Cast Iron Floor drain w/ 4" PO outlet body, membrane clamp + 9" round NB tractor grate, 1/2" tsp tapping
Parts: |  |  |  |  | A1-4P-7 | 113 | 4" push on outlet cast iron combination floor drain, cleanout and area drain body - A1 body, 1/2" tsp tapping
[5 empty] | A1-C1 / HS-1 | 81 | Cast iron membrane clamp ring for F1000, F1100, F1300, F1320 and F1420 floor / area drains and
3 HS-1 bolts with integral washers to secure membrane clamps to bodies
[5 empty] | N9-1 | 1353 | 9" round nickel bronze tractor grate for F1000 / F1100 floor drains
Z503-3NH-P | 2250-Y03 | 1410-12-3NH | 34713-Z-7 | FD-363-4-7 | F1363-Y-14-4-7 | 2865 | Cast Iron Area drain w/3" NH outlet body, memb. clamp + 16" round DI adj. tractor grate, 1/2" tsp tapping
(Z545-3NH is same thing)
[5 empty] | Add Optional Membrane |  | A2 body - 15" diameter, 3" no hub outlet cast iron outlet connection, assembled with
[5 empty] | Clamp + Hdwre if required: |  | Cast iron membrane clamp ring for R1200, F1340, F1440 roof / area drains and
Parts: |  |  |  |  | A2-3NH-7 / A2-C3 / HS-1 | 564 | 3 HS-1 bolts with integral washers to secure membrane clamps to bodies
[5 empty] | F1360-TA-4 | 2394 | 16" round ductile iron, shallow, non adjustable tractor grate
Z503-3NL-P | 2250-L03 | 1410-12-3TY | 34713-Y-7 | FD-363P-4-7 | F1363P-Y-14-4-7 | 2865 | Cast Iron Area drain w/3" PO outlet body, memb. clamp + 16" round DI adj. tractor grate, 1/2" tsp tapping
(Z545-3NL is same thing)
[5 empty] | Add Optional Membrane |  | A2 body - 15" diameter, 3" push on outlet cast iron outlet connection, assembled with
[5 empty] | Clamp + Hdwre if required: |  | Cast iron membrane clamp ring for R1200, F1340, F1440 roof / area drains and
Parts: |  |  |  |  | A2-3P-7 / A2-C3 / HS-1 | 564 | 3 HS-1 bolts with integral washers to secure membrane clamps to bodies
[5 empty] | F1360-TA-4 | 2394 | 16" round ductile iron, shallow, non adjustable tractor grate
Z503-4NH-P | 2250-Y04 | 1410-12-4NH | 34714-Z-7 | FD-364-4-7 | F1364-Y-14-4-7 | 2865 | Cast Iron Area drain w/4" NH outlet body, memb. clamp + 16" round DI adj. tractor grate, 1/2" tsp tapping
(Z545-4NH is same thing)
[5 empty] | Add Optional Membrane |  | A2 body - 15" diameter, 4" no hub outlet cast iron outlet connection, assembled with
[5 empty] | Clamp + Hdwre if required: |  | Cast iron membrane clamp ring for R1200, F1340, F1440 roof / area drains and
Parts: |  |  |  |  | A2-4NH-7 / A2-C3 / HS-1 | 564 | 3 HS-1 bolts with integral washers to secure membrane clamps to bodies
[5 empty] | F1360-TA-4 | 2394 | 16" round ductile iron, shallow, non adjustable tractor grate
Z503-4NL-P | 2250-L04 | 1410-12-4TY | 34714-Y-7 | FD-364P-4-7 | F1364P-Y-14-4-7 | 2865 | Cast Iron Area drain w/4" PO outlet body, memb. clamp + 16" round DI adj. tractor grate, 1/2" tsp tapping
(Z545-4NL is same thing)
[5 empty] | Add Optional Membrane |  | A2 body - 15" diameter, 4" push on outlet cast iron outlet connection, assembled with
[5 empty] | Clamp + Hdwre if required: |  | Cast iron membrane clamp ring for R1200, F1340, F1440 roof / area drains and
Parts: |  |  |  |  | A2-4P-7 / A2-C3 / HS-1 | 564 | 3 HS-1 bolts with integral washers to secure membrane clamps to bodies
[5 empty] | F1360-TA-4 | 2394 | 16" round ductile iron, shallow, non adjustable tractor grate
Z503-6NH-P | 2250-Y06 | 1410-12-6NH | 34716-Z-7 | FD-366-4-7 | F1366-Y-14-4-7 | 2865 | Cast Iron Area drain w/6" NH outlet body, memb. clamp + 16" round DI adj. tractor grate, 1/2" tsp tapping
(Z545-6NH is same thing)
[5 empty] | Add Optional Membrane |  | A2 body - 15" diameter, 6" no hub outlet cast iron outlet connection, assembled with
[5 empty] | Clamp + Hdwre if required: |  | Cast iron membrane clamp ring for R1200, F1340, F1440 roof / area drains and
Parts: |  |  |  |  | A2-6NH-7 / A2-C3 / HS-1 | 869 | 3 HS-1 bolts with integral washers to secure membrane clamps to bodies
[5 empty] | F1360-TA-4 | 2394 | 16" round ductile iron, shallow, non adjustable tractor grate
Z503-6NL-P | 2250-L06 | 1410-12-6TY | 34716-Y-7 | FD-366P-4-7 | F1366P-Y-14-4-7 | 2865 | Cast Iron Area drain w/6" PO outlet body, memb. clamp + 16" round DI adj. tractor grate, 1/2" tsp tapping
(Z545-6NL is same thing)
[5 empty] | Add Optional Membrane |  | A2 body - 15" diameter, 6" push on outlet cast iron outlet connection, assembled with
[5 empty] | Clamp + Hdwre if required: |  | Cast iron membrane clamp ring for R1200, F1340, F1440 roof / area drains and
Parts: |  |  |  |  | A2-6P-7 / A2-C3 / HS-1 | 869 | 3 HS-1 bolts with integral washers to secure membrane clamps to bodies
[5 empty] | F1360-TA-4 | 2394 | 16" round ductile iron, shallow, non adjustable tractor grate
Z504-3NH | 2140-Y03 | 1200-12-3NH | 32203-Z-7 | FD-343-Y-4-7 | F1343-Y-Q-14-4 | 1139 | Cast Iron Shallow Area drain w/3" NH outlet body, memb. clamp + 12" round DI fixed tractor grate
(Z509-3NH is same thing)
Parts: |  |  |  |  | HS-1 | included | 3 bolts with integral washers to secure membrane clamps to bodies
[5 empty] | A8-3NH-7 | 321 | A8 body - 15" diameter, 3" no hub outlet cast iron outlet connection
[5 empty] | F1340-Y-Q-TA-4 | 818 | 12" round ductile iron, shallow, non adjustable tractor grate
Z504-4NH | 2140-Y04 | 1200-12-4NH | 32204-Z-7 | FD-344-Y-4-7 | F1344-Y-Q-14-4 | 1139 | Cast Iron Shallow Area drain w/4" no hub outlet body, memb. clamp + 12" round DI fixed tractor grate
(Z509-4NH is same thing)
Parts: |  |  |  |  | HS-1 | included | 3 bolts with integral washers to secure membrane clamps to bodies
[5 empty] | A8-4NH-7 | 321 | A8 body - 15" diameter, 4" no hub outlet cast iron outlet connection
[5 empty] | F1340-Y-Q-TA-4 | 818 | 12" round ductile iron, shallow, non adjustable tractor grate
Z504-6NH | 2140-Y06 | 1200-12-6NH | 32206-Z-7 | FD-346-Y-4-7 | F1346-Y-Q-14-4 | 1139 | Cast Iron Shallow Area drain w/6" no hub outlet body, memb. clamp + 12" round DI fixed tractor grate
(Z509-6NH is same thing)
Parts: |  |  |  |  | HS-1 | included | 3 bolts with integral washers to secure membrane clamps to bodies
[5 empty] | A8-6NH-7 | 626 | A8 body - 15" diameter, 6" no hub outlet cast iron outlet connection
[5 empty] | F1340-Y-Q-TA-4 | 818 | 12" round ductile iron, shallow, non adjustable tractor grate
Z505-3NH-P | 2131-Y03-P | 1210-12-3NH | 32303-Z-7 | FD-343-4-7 | F1343-Y-14-4-7 | 1271 | Cast Iron Area drain w/3" NH outlet body, membrane clamp + 12" round DI, adj. tractor grate, 1/2" tsp tapping
(Z516-3NH is same thing)
(Z521-3NH is same thing)
(Z526-3NH is same thing)
(Z541-3NH is same thing) |  |  |  |  | Add Optional Membrane |  | A2 body - 15" diameter, 3" no hub outlet cast iron outlet connection, assembled with
[5 empty] | Clamp + Hdwre if required: |  | Cast iron membrane clamp ring for R1200, F1340, F1440 roof / area drains and
Parts: |  |  |  |  | A2-3NH-7 / A2-C3 / HS-1 | 564 | 3 HS-1 bolts with integral washers to secure membrane clamps to bodies
[5 empty] | F1340-TA-4 | 950 | 12" round ductile iron, adjustable tractor grate
Z505-3NL-P | 2131-L03-P | 1210-12-3TY | 32303-Y-7 | FD-343P-4-7 | F1343P-Y-14-4-7 | 1271 | Cast Iron Area drain w/3" PO outlet body, membrane clamp + 12" round DI, adj. tractor grate, 1/2" tsp tapping
(Z516-3NL is same thing)
(Z521-3NL is same thing)
(Z526-3NL is same thing)
(Z541-3NL is same thing) |  |  |  |  | Add Optional Membrane |  | A2 body - 15" diameter, 3" push on outlet cast iron outlet connection, assembled with
[5 empty] | Clamp + Hdwre if required: |  | Cast iron membrane clamp ring for R1200, F1340, F1440 roof / area drains and
Parts: |  |  |  |  | A2-3P-7 / A2-C3 / HS-1 | 564 | 3 HS-1 bolts with integral washers to secure membrane clamps to bodies
[5 empty] | F1340-TA-4 | 950 | 12" round ductile iron, adjustable tractor grate
Z505-4NH-P | 2131-Y04-P | 1210-12-4NH | 32304-Z-7 | FD-344-4-7 | F1344-Y-14-4-7 | 1271 | Cast Iron Area drain w/4" NH outlet body, membrane clamp + 12" round DI, adj. tractor grate, 1/2" tsp tapping
(Z516-4NH is same thing)
(Z521-4NH is same thing)
(Z526-4NH is same thing)
(Z541-4NH is same thing) |  |  |  |  | Add Optional Membrane |  | A2 body - 15" diameter, 4" no hub outlet cast iron outlet connection, assembled with
[5 empty] | Clamp + Hdwre if required: |  | Cast iron membrane clamp ring for R1200, F1340, F1440 roof / area drains and
[5 empty] | A2-4NH-7 / A2-C3 / HS-1 | 564 | 3 HS-1 bolts with integral washers to secure membrane clamps to bodies
Parts: |  |  |  |  | F1340-TA-4 | 950 | 12" round ductile iron, adjustable tractor grate
Z505-4NL-P | 2131-L04-P | 1210-12-4TY | 32304-Y-7 | FD-344P-4-7 | F1344P-Y-14-4-7 | 1271 | Cast Iron Area drain w/4" PO outlet body, membrane clamp + 12" round DI, adj. tractor grate, 1/2" tsp tapping
(Z516-4NL is same thing) |  |  |  |  | Add Optional Membrane
(Z521-4NL is same thing) |  |  |  |  | Clamp + Hdwre if required:
(Z526-4NL is same thing)
(Z541-4NL is same thing) | [6 empty] | A2 body - 15" diameter, 4" push on outlet cast iron outlet connection, assembled with
Cast iron membrane clamp ring for R1200, F1340, F1440 roof / area drains and
[5 empty] | A2-4P-7 / A2-C3 / HS-1 | 564 | 3 HS-1 bolts with integral washers to secure membrane clamps to bodies
Parts: |  |  |  |  | F1340-TA-4 | 950 | 12" round ductile iron, adjustable tractor grate
Z505-6NH-P | 2131-Y06-P | 1210-12-6NH | 32306-Z-7 | FD-346-4-7 | F1346-Y-14-4-7 | 1271 | Cast Iron Area drain w/6" NH outlet body, membrane clamp + 12" round DI, adj. tractor grate, 1/2" tsp tapping
(Z516-6NH is same thing) |  |  |  |  | Add Optional Membrane
(Z521-6NH is same thing) |  |  |  |  | Clamp + Hdwre if required:
(Z526-6NH is same thing) | [6 empty] | A2 body - 15" diameter, 6" no hub outlet cast iron outlet connection, assembled with
(Z541-6NH is same thing) | [6 empty] | Cast iron membrane clamp ring for R1200, F1340, F1440 roof / area drains and
[5 empty] | A2-6NH-7 / A2-C3 / HS-1 | 869 | 3 HS-1 bolts with integral washers to secure membrane clamps to bodies
Parts: |  |  |  |  | F1340-TA-4 | 950 | 12" round ductile iron, adjustable tractor grate
Z505-6NL-P | Not available | 1210-12-6TY | 32306-Y-7 | FD-346P-4-7 | F1346P-Y-14-4-7 | 1271 | Cast Iron Area drain w/6" PO outlet body, membrane clamp + 12" round DI, adj. tractor grate, 1/2" tsp tapping
(Z516-6NL is same thing) |  |  |  |  | Add Optional Membrane
(Z521-6NL is same thing) |  |  |  |  | Clamp + Hdwre if required:
(Z526-6NL is same thing) | [6 empty] | A2 body - 15" diameter, 6" push on outlet cast iron outlet connection, assembled with
(Z541-6NL is same thing) | [6 empty] | Cast iron membrane clamp ring for R1200, F1340, F1440 roof / area drains and
[5 empty] | A2-6P-7 / A2-C3 / HS-1 | 869 | 3 HS-1 bolts with integral washers to secure membrane clamps to bodies
Parts: |  |  |  |  | F1340-TA-4 | 950 | 12" round ductile iron, adjustable tractor grate
Z507-2NH-P | 2005-D-CI-Y02-P | 1100-TS7-12-2NH | 30002-Z-7E-93-50 | FD-302-4-7 | F1302-C-14-4-7 | 438 | Cast Iron Area drain w/2" NH outlet body, membrane clamp + 7" round DI, adj. tractor grate, 1/2" tsp tapping
(Z556-2NH is same thing)
Parts: |  |  |  |  | A1-2NH-7 | 113 | 2" no hub outlet cast iron combination floor drain, cleanout and area drain body - A1 body, 1/2" tsp tapping
[5 empty] | A1-C1 / HS-1 | 81 | Cast iron membrane clamp ring for F1000, F1100, F1300, F1320 and F1420 floor / area drains and
3 HS-1 bolts with integral washers to secure membrane clamps to bodies
[5 empty] | F1300-TA-4 | 344 | 7" round ductile iron, adjustable tractor grate for F1000 / F1100 floor drains
Z507-2NL-P | 2005-D-CI-L02-P | 1100-TS7-12-2TY | 30002-Y-7E-93-50 | FD-302P-4-7 | F1302P-C-14-4-7 | 438 | Cast Iron Area drain w/2" PO outlet body, membrane clamp + 7" round DI, adj. tractor grate, 1/2" tsp tapping
(Z556-2NL is same thing)
Parts: |  |  |  |  | A1-2P-7 | 113 | 2" push on outlet cast iron combination floor drain, cleanout and area drain body - A1 body, 1/2" tsp tapping
[5 empty] | A1-C1 / HS-1 | 81 | Cast iron membrane clamp ring for F1000, F1100, F1300, F1320 and F1420 floor / area drains and
3 HS-1 bolts with integral washers to secure membrane clamps to bodies
[5 empty] | F1300-TA-4 | 344 | 7" round ductile iron, adjustable tractor grate for F1000 / F1100 floor drains
Z507-3NH-P | 2005-D-CI-Y03-P | 1100-TS7-12-3NH | 30003-Z-7E-93-50 | FD-303-4-7 | F1303-C-14-4-7 | 438 | Cast Iron Area drain w/3" NH outlet body, membrane clamp + 7" round DI, adj. tractor grate, 1/2" tsp tapping
(Z556-3NH is same thing)
Parts: |  |  |  |  | A1-3NH-7 | 113 | 3" no hub outlet cast iron combination floor drain, cleanout and area drain body - A1 body, 1/2" tsp tapping
[5 empty] | A1-C1 / HS-1 | 81 | Cast iron membrane clamp ring for F1000, F1100, F1300, F1320 and F1420 floor / area drains and
3 HS-1 bolts with integral washers to secure membrane clamps to bodies
[5 empty] | F1300-TA-4 | 344 | 7" round ductile iron, adjustable tractor grate for F1000 / F1100 floor drains
Z507-3NL-P | 2005-D-CI-L03-P | 1100-TS7-12-3TY | 30003-Y-7E-93-50 | FD-303P-4-7 | F1303P-C-14-4-7 | 438 | Cast Iron Area drain w/3" PO outlet body, membrane clamp + 7" round DI, adj. tractor grate, 1/2" tsp tapping
(Z556-3NL is same thing)
Parts: |  |  |  |  | A1-3P-7 | 113 | 3" push on outlet cast iron combination floor drain, cleanout and area drain body - A1 body, 1/2" tsp tapping
[5 empty] | A1-C1 / HS-1 | 81 | Cast iron membrane clamp ring for F1000, F1100, F1300, F1320 and F1420 floor / area drains and
3 HS-1 bolts with integral washers to secure membrane clamps to bodies
[5 empty] | F1300-TA-4 | 344 | 7" round ductile iron, adjustable tractor grate for F1000 / F1100 floor drains
Z507-4NH-P | 2005-D-CI-Y04-P | 1100-TS7-12-4NH | 30004-Z-7E-93-50 | FD-304-4-7 | F1304-C-14-4-7 | 438 | Cast Iron Area drain w/4" NH outlet body, membrane clamp + 7" round DI, adj. tractor grate, 1/2" tsp tapping
(Z556-4NH is same thing)
Parts: |  |  |  |  | A1-4NH-7 | 113 | 4" no hub outlet cast iron combination floor drain, cleanout and area drain body - A1 body, 1/2" tsp tapping
[5 empty] | A1-C1 / HS-1 | 81 | Cast iron membrane clamp ring for F1000, F1100, F1300, F1320 and F1420 floor / area drains and
3 HS-1 bolts with integral washers to secure membrane clamps to bodies
[5 empty] | F1300-TA-4 | 344 | 7" round ductile iron, adjustable tractor grate for F1000 / F1100 floor drains
Z507-4NL-P | 2005-D-CI-L04-P | 1100-TS7-12-4TY | 30004-Y-7E-93-50 | FD-304P-4-7 | F1304P-C-14-4-7 | 438 | Cast Iron Area drain w/4" PO outlet body, membrane clamp + 7" round DI, adj. tractor grate, 1/2" tsp tapping
(Z556-3NL is same thing)
Parts: |  |  |  |  | A1-4P-7 | 113 | 4" push on outlet cast iron combination floor drain, cleanout and area drain body - A1 body, 1/2" tsp tapping
[5 empty] | A1-C1 / HS-1 | 81 | Cast iron membrane clamp ring for F1000, F1100, F1300, F1320 and F1420 floor / area drains and
3 HS-1 bolts with integral washers to secure membrane clamps to bodies
[5 empty] | F1300-TA-4 | 344 | 7" round ductile iron, adjustable tractor grate for F1000 / F1100 floor drains
Z508-2NH-P | 2110-Y02-P | 1300-12-2NH | 32102-Z-7-50 | FD-322-Y-4-7 | F1322-C-Y-14-4-7 | 508 | Cast Iron Area drain w/2" NH outlet body, membrane clamp + 9" round DI, adj. tractor grate, 1/2" tsp tapping
(Z511-2NH is same thing)
(Z520-2NH is same thing) |  |  |  |  | A1-2NH-7 | 113 | 2" no hub outlet cast iron combination floor drain, cleanout and area drain body - A1 body, 1/2" tsp tapping
(Z525-2NH is same thing) |  |  |  |  | A1-C1 / HS-1 | 81 | Cast iron membrane clamp ring for F1000, F1100, F1300, F1320 and F1420 floor / area drains and
(Z550-2NH is same thing) | [6 empty] | 3 HS-1 bolts with integral washers to secure membrane clamps to bodies
(Z551-2NH is same thing) |  |  |  |  | F1320-TA-4 | 473 | 9" round ductile iron, adjustable tractor grate for F1000 / F1100 floor drains
Z508-2NL-P | 2110-L02-P | 1300-12-2TY | 32102-Y-7-50 | FD-322P-Y-4-7 | F1322P-C-Y-14-4-7 | 508 | Cast Iron Area drain w/2" PO outlet body, membrane clamp + 9" round DI, adj. tractor grate, 1/2" tsp tapping
(Z511-2NL is same thing)
(Z520-2NL is same thing) |  |  |  |  | A1-2P-7 | 113 | 2" push on outlet cast iron combination floor drain, cleanout and area drain body - A1 body, 1/2" tsp tapping
(Z525-2NL is same thing) |  |  |  |  | A1-C1 / HS-1 | 81 | Cast iron membrane clamp ring for F1000, F1100, F1300, F1320 and F1420 floor / area drains and
(Z550-2NL is same thing) | [6 empty] | 3 HS-1 bolts with integral washers to secure membrane clamps to bodies
(Z551-2NL is same thing) |  |  |  |  | F1320-TA-4 | 473 | 9" round ductile iron, adjustable tractor grate for F1000 / F1100 floor drains
Z508-3NH-P | 2110-Y03-P | 1300-12-3NH | 32103-Z-7-50 | FD-323-Y-4-7 | F1323-C-Y-14-4-7 | 508 | Cast Iron Area drain w/3" NH outlet body, membrane clamp + 9" round DI, adj. tractor grate, 1/2" tsp tapping
(Z511-3NH is same thing)
(Z520-3NH is same thing) |  |  |  |  | A1-3NH-7 | 113 | 3" no hub outlet cast iron combination floor drain, cleanout and area drain body - A1 body, 1/2" tsp tapping
(Z525-3NH is same thing) |  |  |  |  | A1-C1 / HS-1 | 81 | Cast iron membrane clamp ring for F1000, F1100, F1300, F1320 and F1420 floor / area drains and
(Z550-3NH is same thing) | [6 empty] | 3 HS-1 bolts with integral washers to secure membrane clamps to bodies
(Z551-3NH is same thing) |  |  |  |  | F1320-TA-4 | 473 | 9" round ductile iron, adjustable tractor grate for F1000 / F1100 floor drains
Z508-3NL-P | 2110-L03-P | 1300-12-3TY | 32103-Y-7-50 | FD-323P-Y-4-7 | F1323P-C-Y-14-4-7 | 508 | Cast Iron Area drain w/3" PO outlet body, membrane clamp + 9" round DI, adj. tractor grate, 1/2" tsp tapping
(Z511-3NL is same thing)
(Z520-3NL is same thing) |  |  |  |  | A1-3P-7 | 113 | 3" push on outlet cast iron combination floor drain, cleanout and area drain body - A1 body, 1/2" tsp tapping
(Z525-3NL is same thing) |  |  |  |  | A1-C1 / HS-1 | 81 | Cast iron membrane clamp ring for F1000, F1100, F1300, F1320 and F1420 floor / area drains and
(Z550-3NL is same thing) | [6 empty] | 3 HS-1 bolts with integral washers to secure membrane clamps to bodies
(Z551-3NL is same thing) |  |  |  |  | F1320-TA-4 | 473 | 9" round ductile iron, adjustable tractor grate for F1000 / F1100 floor drains
Z508-4NH-P | 2110-Y04-P | 1300-12-4NH | 32104-Z-7-50 | FD-324-Y-4-7 | F1324-C-Y-14-4-7 | 508 | Cast Iron Area drain w/4" NH outlet body, membrane clamp + 9" round DI, adj. tractor grate, 1/2" tsp tapping
(Z511-4NH is same thing)
(Z520-4NH is same thing) |  |  |  |  | A1-4NH-7 | 113 | 4" no hub outlet cast iron combination floor drain, cleanout and area drain body - A1 body, 1/2" tsp tapping
(Z525-4NH is same thing) |  |  |  |  | A1-C1 / HS-1 | 81 | Cast iron membrane clamp ring for F1000, F1100, F1300, F1320 and F1420 floor / area drains and
(Z550-4NH is same thing) | [6 empty] | 3 HS-1 bolts with integral washers to secure membrane clamps to bodies
(Z551-4NH is same thing) |  |  |  |  | F1320-TA-4 | 473 | 9" round ductile iron, adjustable tractor grate for F1000 / F1100 floor drains
Z508-4NL-P | 2110-L04-P | 1300-12-4TY | 32104-Y-7-50 | FD-324P-Y-4-7 | F1324P-C-Y-14-4-7 | 508 | Cast Iron Area drain w/4" PO outlet body, membrane clamp + 9" round DI, adj. tractor grate, 1/2" tsp tapping
(Z511-4NL is same thing)
(Z520-4NL is same thing) |  |  |  |  | A1-4P-7 | 113 | 4" push on outlet cast iron combination floor drain, cleanout and area drain body - A1 body, 1/2" tsp tapping
(Z525-4NL is same thing) |  |  |  |  | A1-C1 / HS-1 | 81 | Cast iron membrane clamp ring for F1000, F1100, F1300, F1320 and F1420 floor / area drains and
(Z550-4NL is same thing) | [6 empty] | 3 HS-1 bolts with integral washers to secure membrane clamps to bodies
(Z551-4NL is same thing) |  |  |  |  | F1320-TA-4 | 473 | 9" round ductile iron, adjustable tractor grate for F1000 / F1100 floor drains
Z509-T-3NH | 2140-S-Y03 | 2300-12-3NH | 37803-Z-7 | FD-463-F-4-7 | F1443-Y-Q-14-4 | 1482 | Cast Iron Shallow Area drain w/3" no hub outlet body, memb. clamp + 12" x 12" DI fixed tractor grate
(Z504-T-3NH is same thing)
Parts: |  |  |  |  | HS-1 | included | 3 bolts with integral washers to secure membrane clamps to bodies
[5 empty] | A8-3NH-7 | 321 | A8 body - 15" diameter, 3" no hub outlet cast iron outlet connection
[5 empty] | F1440-Y-Q-TA-4 | 1161 | 12" x 12" ductile iron, shallow, non adjustable tractor grate
Z509-T-4NH | 2140-S-Y04 | 2300-12-4NH | 37804-Z-7 | FD-464-F-4-7 | F1444-Y-Q-14-4 | 1482 | Cast Iron Shallow Area drain w/4" no hub outlet body, memb. clamp + 12" x 12" DI fixed tractor grate
(Z504-T-4NH is same thing)
Parts: |  |  |  |  | HS-1 | included | 3 bolts with integral washers to secure membrane clamps to bodies
[5 empty] | A8-4NH-7 | 321 | A8 body - 15" diameter, 4" no hub outlet cast iron outlet connection
[5 empty] | F1440-Y-Q-TA-4 | 1161 | 12" x 12" ductile iron, shallow, non adjustable tractor grate
Z509-T-6NH | 2140-S-Y06 | 2300-12-6NH | 37806-Z-7 | FD-466-F-4-7 | F1446-Y-Q-14-4 | 1482 | Cast Iron Shallow Area drain w/6" no hub outlet body, memb. clamp + 12" x 12" DI fixed tractor grate
(Z504-T-6NH is same thing)
Parts: |  |  |  |  | HS-1 | included | 3 bolts with integral washers to secure membrane clamps to bodies
[5 empty] | A8-6NH-7 | 626 | A8 body - 15" diameter, 6" no hub outlet cast iron outlet connection
[5 empty] | F1440-Y-Q-TA-4 | 1161 | 12" x 12" ductile iron, shallow, non adjustable tractor grate
Z513-3NH-P | 2495-S-Y03 | 2120-12-3NH | 32163-Z-7-50 | Not available | F1433-C-Y-4-7 | 959 | Cast Iron deep sump area drain w/3" NH outlet bdy, memb. clamp + 8" x 8" DI, adj. tract. grate, 1/2" tsp tapping
Parts: |  |  |  |  | A2-3NH-7 | 321 | A2 body - 15" diameter, 3" no hub outlet cast iron outlet connection, 1/2" tsp tapping
[5 empty] | A2-C3-W | 471 | Cast iron membrane clamp ring with 4" integral threads to receive F1420-TA-4 top assembly
[5 empty] | HS-1 | included | 3 bolts with integral washers to secure membrane clamps to bodies
[5 empty] | F1420-TA-4 | 853 | 8" x 8" ductile iron, adjustable tractor grate
Z513-3NL-P | 2495-S-L03 | 2120-12-3TY | 32163-Y-7-50 | Not available | F1433P-C-Y-4-7 | 959 | Cast Iron deep sump area drain w/3" PO outlet body, memb. clamp + 8" x 8" DI, adj. tract. grate, 1/2" tsp tapping
Parts: |  |  |  |  | A2-3P-7 | 321 | A2 body - 15" diameter, 3" push on outlet cast iron outlet connection, 1/2" tsp tapping
[5 empty] | A2-C3-W | 471 | Cast iron membrane clamp ring with 4" integral threads to receive F1420-TA-4 top assembly
[5 empty] | HS-1 | included | 3 bolts with integral washers to secure membrane clamps to bodies
[5 empty] | F1420-TA-4 | 853 | 8" x 8" ductile iron, adjustable tractor grate
Z513-4NH-P | 2495-S-Y04 | 2120-12-4NH | 32164-Z-7-50 | Not available | F1434-C-Y-4-7 | 959 | Cast Iron deep sump area drain w/4" NH outlet body, memb. clamp + 8" x 8" DI, adj. trac. grate, 1/2" tsp tapping
Parts: |  |  |  |  | A2-4NH-7 | 321 | A2 body - 15" diameter, 4" no hub outlet cast iron outlet connection, 1/2" tsp tapping
[5 empty] | A2-C3-W | 471 | Cast iron membrane clamp ring with 4" integral threads to receive F1420-TA-4 top assembly
[5 empty] | HS-1 | included | 3 bolts with integral washers to secure membrane clamps to bodies
[5 empty] | F1420-TA-4 | 853 | 8" x 8" ductile iron, adjustable tractor grate
Z513-4NL-P | 2495-S-L04 | 2120-12-4TY | 32164-Y-7-50 | Not available | F1434P-C-Y-4-7 | 959 | Cast Iron deep sump area drain w/4" PO outlet body, memb. clamp + 8" x 8" DI, adj. trac. grate, 1/2" tsp tapping
Parts: |  |  |  |  | A2-4P-7 | 321 | A2 body - 15" diameter, 4" push on outlet cast iron outlet connection, 1/2" tsp tapping
[5 empty] | A2-C3-W | 471 | Cast iron membrane clamp ring with 4" integral threads to receive F1420-TA-4 top assembly
[5 empty] | HS-1 | included | 3 bolts with integral washers to secure membrane clamps to bodies
[5 empty] | F1420-TA-4 | 853 | 8" x 8" ductile iron, adjustable tractor grate
Z513-6NH-P | Not available | Not available | Not available | Not available | F1436-C-Y-4-7 | 1950 | Cast Iron deep sump area drain w/6" NH outlet body, memb. clamp + 8" x 8" DI, adj. trac. grate, 1/2" tsp tapping
Parts: |  |  |  |  | A2-6NH-7 | 626 | A2 body - 15" diameter, 6" no hub outlet cast iron outlet connection, 1/2" tsp tapping
[5 empty] | A2-C3-W | 471 | Cast iron membrane clamp ring with 4" integral threads to receive F1420-TA-4 top assembly
[5 empty] | HS-1 | included | 3 bolts with integral washers to secure membrane clamps to bodies
[5 empty] | F1420-TA-4 | 853 | 8" x 8" ductile iron, adjustable tractor grate
Z513-6NL-P | Not available | Not available | Not available | Not available | F1436P-C-Y-4-7 | 1950 | Cast Iron deep sump area drain w/6" PO outlet body, memb. clamp + 8" x 8" DI, adj. trac. grate, 1/2" tsp tapping
Parts: |  |  |  |  | A2-6P-7 | 626 | A2 body - 15" diameter, 6" push on outlet cast iron outlet connection, 1/2" tsp tapping
[5 empty] | A2-C3-W | 471 | Cast iron membrane clamp ring with 4" integral threads to receive F1420-TA-4 top assembly
[5 empty] | HS-1 | included | 3 bolts with integral washers to secure membrane clamps to bodies
[5 empty] | F1420-TA-4 | 853 | 8" x 8" ductile iron, adjustable tractor grate
Z540-3NH-P | 2230-Y03-P | 1200-TD-12-3NH | 32303-81-Z-7-50 | FD-343-Y-SET-4-7 | F1343-TFB-4-7 | 1500 | Cast Iron Area drain w/3" no hub outlet body, membrane clamp + 12" round ductile iron, adj. tractor grate
mounted in true fit bucket, 1/2" tsp tapping
Parts: |  |  |  |  | A2-3NH-7 | 321 | A2 body - 15" diameter, 3" no hub outlet cast iron outlet connection, 1/2" tsp tapping
[5 empty] | F1340-TA-4-TFB | 1177 | 12" round ductile iron, adjustable tractor grate mounted in true fit bucket
Z540-3NL-P | 2230-L03-P | 1200-TD-12-3TY | 32303-81-Y-7-50 | FD-343P-Y-SET-4-7 | F1343P-TFB-4-7 | 1500 | Cast Iron Area drain w/3" push on outlet body, membrane clamp + 12" round ductile iron, adj. tractor grate
mounted in true fit bucket, 1/2" tsp tapping
Parts: |  |  |  |  | A2-3P-7 | 321 | A2 body - 15" diameter, 3" push on outlet cast iron outlet connection, 1/2" tsp tapping
[5 empty] | F1340-TA-4-TFB | 1177 | 12" round ductile iron, adjustable tractor grate mounted in true fit bucket
Z540-4NH-P | 2230-Y04-P | 1200-TD-12-4NH | 32304-81-Z-7-50 | FD-344-Y-SET-4-7 | F1344-TFB-4-7 | 1500 | Cast Iron Area drain w/4" no hub outlet body, membrane clamp + 12" round ductile iron, adj. tractor grate
mounted in true fit bucket, 1/2" tsp tapping
Parts: |  |  |  |  | A2-4NH-7 | 321 | A2 body - 15" diameter, 4" no hub outlet cast iron outlet connection, 1/2" tsp tapping
[5 empty] | F1340-TA-4-TFB | 1177 | 12" round ductile iron, adjustable tractor grate mounted in true fit bucket
Z540-4NL-P | 2230-L04-P | 1200-TD-12-4TY | 32304-81-Y-7-50 | FD-344P-Y-SET-4-7 | F1344P-TFB-4-7 | 1500 | Cast Iron Area drain w/4" push on outlet body, membrane clamp + 12" round ductile iron, adj. tractor grate
mounted in true fit bucket, 1/2" tsp tapping
Parts: |  |  |  |  | A2-4P-7 | 321 | A2 body - 15" diameter, 4" push on outlet cast iron outlet connection, 1/2" tsp tapping
[5 empty] | F1340-TA-4-TFB | 1177 | 12" round ductile iron, adjustable tractor grate mounted in true fit bucket
Z540-6NH-P | 2230-Y06-P | 1200-TD-12-6NH | 32306-81-Z-7-50 | FD-346-Y-SET-4-7 | F1346-TFB-4-7 | 1500 | Cast Iron Area drain w/6" no hub outlet body, membrane clamp + 12" round ductile iron, adj. tractor grate
mounted in true fit bucket, 1/2" tsp tapping
Parts: |  |  |  |  | A2-6NH-7 | 626 | A2 body - 15" diameter, 6" no hub outlet cast iron outlet connection, 1/2" tsp tapping
[5 empty] | F1340-TA-4-TFB | 1177 | 12" round ductile iron, adjustable tractor grate mounted in true fit bucket
Z540-6NL-P | Not available | 1200-TD-12-6TY | 32306-81-Y-7-50 | FD-346P-Y-SET-4-7 | F1346P-TFB-4-7 | 1500 | Cast Iron Area drain w/6" push on outlet body, membrane clamp + 12" round ductile iron, adj. tractor grate
mounted in true fit bucket, 1/2" tsp tapping
Parts: |  |  |  |  | A2-6P-7 | 626 | A2 body - 15" diameter, 6" push on outlet cast iron outlet connection, 1/2" tsp tapping
[5 empty] | F1340-TA-4-TFB | 1177 | 12" round ductile iron, adjustable tractor grate mounted in true fit bucket
Z554-2NH-P | 2220-Y02-P | 1310-TD-12-2NH | 32102-81-Z-7-50 | FD-322-Y-SET-4-7 | F1322-C-TFB-4-7 | 596 | Cast Iron Area drain w/2" no hub outlet body, membrane clamp + 9" round ductile iron, adj. tractor grate
mounted in true fit bucket, 1/2" tsp tapping
Parts: |  |  |  |  | A1-2NH-7 | 113 | 2" no hub outlet cast iron combination floor drain, cleanout and area drain body - A1 body, 1/2" tsp tapping
[5 empty] | A1-C1 / HS-1 | 81 | Cast iron membrane clamp ring for F1000, F1100, F1300, F1320 and F1420 floor / area drains and
3 HS-1 bolts with integral washers to secure membrane clamps to bodies
[5 empty] | F1320-TA-4-TFB | 491 | 9" round ductile iron, adjustable tractor grate mounted in true fit bucket for F1000 / F1100 floor drains
Z554-2NL-P | 2220-L02-P | 1310-TD-12-2TY | 32102-81-Y-7-50 | FD-322P-Y-SET-4-7 | F1322P-C-TFB-4-7 | 596 | Cast Iron Area drain w/2" push on outlet body, membrane clamp + 9" round ductile iron, adj. tractor grate
mounted in true fit bucket, 1/2" tsp tapping
Parts: |  |  |  |  | A1-2P-7 | 113 | 2" push on outlet cast iron combination floor drain, cleanout and area drain body - A1 body, 1/2" tsp tapping
[5 empty] | A1-C1 / HS-1 | 81 | Cast iron membrane clamp ring for F1000, F1100, F1300, F1320 and F1420 floor / area drains and
3 HS-1 bolts with integral washers to secure membrane clamps to bodies
[5 empty] | F1320-TA-4-TFB | 491 | 9" round ductile iron, adjustable tractor grate mounted in true fit bucket for F1000 / F1100 floor drains
Z554-3NH-P | 2220-Y03-P | 1310-TD-12-3NH | 32103-81-Z-7-50 | FD-323-Y-SET-4-7 | F1323-C-TFB-4-7 | 596 | Cast Iron Area drain w/3" no hub outlet body, membrane clamp + 9" round ductile iron, adj. tractor grate
mounted in true fit bucket, 1/2" tsp tapping
Parts: |  |  |  |  | A1-3NH-7 | 113 | 3" no hub outlet cast iron combination floor drain, cleanout and area drain body - A1 body, 1/2" tsp tapping
[5 empty] | A1-C1 / HS-1 | 81 | Cast iron membrane clamp ring for F1000, F1100, F1300, F1320 and F1420 floor / area drains and
[5 empty] | HS-1 | included | 3 HS-1 bolts with integral washers to secure membrane clamps to bodies
[5 empty] | F1320-TA-4-TFB | 491 | 9" round ductile iron, adjustable tractor grate mounted in true fit bucket for F1000 / F1100 floor drains
Z554-3NL-P | 2220-L03-P | 1310-TD-12-3TY | 32103-81-Y-7-50 | FD-323P-Y-SET-4-7 | F1323P-C-TFB-4-7 | 596 | Cast Iron Area drain w/3" push on outlet body, membrane clamp + 9" round ductile iron, adj. tractor grate
mounted in true fit bucket, 1/2" tsp tapping
Parts: |  |  |  |  | A1-3P-7 | 113 | 3" push on outlet cast iron combination floor drain, cleanout and area drain body - A1 body, 1/2" tsp tapping
[5 empty] | A1-C1 / HS-1 | 81 | Cast iron membrane clamp ring for F1000, F1100, F1300, F1320 and F1420 floor / area drains and
3 HS-1 bolts with integral washers to secure membrane clamps to bodies
[5 empty] | F1320-TA-4-TFB | 491 | 9" round ductile iron, adjustable tractor grate mounted in true fit bucket for F1000 / F1100 floor drains
Z554-4NH-P | 2220-Y04-P | 1310-TD-12-4NH | 32104-81-Z-7-50 | FD-324-Y-SET-4-7 | F1324-C-TFB-4-7 | 596 | Cast Iron Area drain w/4" no hub outlet body, membrane clamp + 9" round ductile iron, adj. tractor grate
mounted in true fit bucket, 1/2" tsp tapping
Parts: |  |  |  |  | A1-4NH-7 | 113 | 4" no hub outlet cast iron combination floor drain, cleanout and area drain body - A1 body, 1/2" tsp tapping
[5 empty] | A1-C1 / HS-1 | 81 | Cast iron membrane clamp ring for F1000, F1100, F1300, F1320 and F1420 floor / area drains and
3 HS-1 bolts with integral washers to secure membrane clamps to bodies
[5 empty] | F1320-TA-4-TFB | 491 | 9" round ductile iron, adjustable tractor grate mounted in true fit bucket for F1000 / F1100 floor drains
Z554-4NL-P | 2220-L04-P | 1310-TD-12-4TY | 32104-81-Y-7-50 | FD-324P-Y-SET-4-7 | F1324P-C-TFB-4-7 | 596 | Cast Iron Area drain w/4" push on outlet body, membrane clamp + 9" round ductile iron, adj. tractor grate
mounted in true fit bucket, 1/2" tsp tapping
Parts: |  |  |  |  | A1-4P-7 | 113 | 4" push on outlet cast iron combination floor drain, cleanout and area drain body - A1 body, 1/2" tsp tapping
[5 empty] | A1-C1 / HS-1 | 81 | Cast iron membrane clamp ring for F1000, F1100, F1300, F1320 and F1420 floor / area drains and
3 HS-1 bolts with integral washers to secure membrane clamps to bodies
[5 empty] | F1320-TA-4-TFB | 491 | 9" round ductile iron, adjustable tractor grate mounted in true fit bucket for F1000 / F1100 floor drains
Z609-2NH-P | 2120-S-Y02-P | 2110-12-2NH | 35102-Z-7 | FD-332-Y-4-7 | F1422-C-Y-14-4-7 | 824 | Cast Iron Area drain w/2" no hub outlet body, membrane clamp + 8" x 8" DI, adj. tractor grate, 1/2" tsp tapping
(Z611-2NH is same thing)
(Z520-T-2NH is same thing)
(Z525-T-2NH is same thing)
Parts: |  |  |  |  | A1-2NH-7 | 113 | 2" no hub outlet cast iron combination floor drain, cleanout and area drain body - A1 body, 1/2" tsp tapping
[5 empty] | A1-C1 / HS-1 | 81 | Cast iron membrane clamp ring for F1000, F1100, F1300, F1320 and F1420 floor / area drains and
3 HS-1 bolts with integral washers to secure membrane clamps to bodies
[5 empty] | F1420-TA-4 | 853 | 8" x 8" ductile iron, adjustable tractor grate for F1000 / F1100 floor drains
Z609-2NL-P | 2120-S-L02-P | 2110-12-2TY | 35102-Y-7 | FD-332P-Y-4-7 | F1422P-C-Y-14-4-7 | 824 | Cast Iron Area drain w/2" push on outlet body, membrane clamp + 8" x 8" DI, adj. tractor grate, 1/2" tsp tapping
(Z611-2NL is same thing)
(Z520-T-2NL is same thing)
(Z525-T-2NL is same thing)
Parts: |  |  |  |  | A1-2P-7 | 113 | 2" push on outlet cast iron combination floor drain, cleanout and area drain body - A1 body, 1/2" tsp tapping
[5 empty] | A1-C1 / HS-1 | 81 | Cast iron membrane clamp ring for F1000, F1100, F1300, F1320 and F1420 floor / area drains and
3 HS-1 bolts with integral washers to secure membrane clamps to bodies
[5 empty] | F1420-TA-4 | 853 | 8" x 8" ductile iron, adjustable tractor grate for F1000 / F1100 floor drains
Z609-3NH-P | 2120-S-Y03-P | 2110-12-3NH | 35103-Z-7 | FD-333-Y-4-7 | F1423-C-Y-14-4-7 | 824 | Cast Iron Area drain w/3" no hub outlet body, membrane clamp + 8" x 8" DI, adj. tractor grate, 1/2" tsp tapping
(Z611-3NH is same thing)
(Z520-T-3NH is same thing)
(Z525-T-3NH is same thing)
Parts: |  |  |  |  | A1-3NH-7 | 113 | 3" no hub outlet cast iron combination floor drain, cleanout and area drain body - A1 body, 1/2" tsp tapping
[5 empty] | A1-C1 / HS-1 | 81 | Cast iron membrane clamp ring for F1000, F1100, F1300, F1320 and F1420 floor / area drains and
3 HS-1 bolts with integral washers to secure membrane clamps to bodies
[5 empty] | F1420-TA-4 | 853 | 8" x 8" ductile iron, adjustable tractor grate for F1000 / F1100 floor drains
Z609-3NL-P | 2120-S-L03-P | 2110-12-3TY | 35103-Y-7 | FD-333P-Y-4-7 | F1423P-C-Y-14-4-7 | 824 | Cast Iron Area drain w/3" push on outlet body, membrane clamp + 8" x 8" DI, adj. tractor grate, 1/2" tsp tapping
(Z611-3NL is same thing)
(Z520-T-3NL is same thing)
(Z525-T-3NL is same thing)
Parts: |  |  |  |  | A1-3P-7 | 113 | 3" push on outlet cast iron combination floor drain, cleanout and area drain body - A1 body, 1/2" tsp tapping
[5 empty] | A1-C1 / HS-1 | 81 | Cast iron membrane clamp ring for F1000, F1100, F1300, F1320 and F1420 floor / area drains and
3 HS-1 bolts with integral washers to secure membrane clamps to bodies
[5 empty] | F1420-TA-4 | 853 | 8" x 8" ductile iron, adjustable tractor grate for F1000 / F1100 floor drains
Z609-4NH-P | 2120-S-Y04-P | 2110-12-4NH | 35104-Z-7 | FD-334-Y-4-7 | F1424-C-Y-14-4-7 | 824 | Cast Iron Area drain w/4" no hub outlet body, membrane clamp + 8" x 8" DI, adj. tractor grate, 1/2" tsp tapping
(Z611-4NH is same thing)
(Z520-T-4NH is same thing)
(Z525-T-4NH is same thing)
Parts: |  |  |  |  | A1-4NH-7 | 113 | 4" no hub outlet cast iron combination floor drain, cleanout and area drain body - A1 body, 1/2" tsp tapping
[5 empty] | A1-C1 / HS-1 | 81 | Cast iron membrane clamp ring for F1000, F1100, F1300, F1320 and F1420 floor / area drains and
3 HS-1 bolts with integral washers to secure membrane clamps to bodies
[5 empty] | F1420-TA-4 | 853 | 8" x 8" ductile iron, adjustable tractor grate for F1000 / F1100 floor drains
Z609-4NL-P | 2120-S-L04-P | 2110-12-4TY | 35104-Y-7 | FD-334P-Y-4-7 | F1424P-C-Y-14-4-7 | 824 | Cast Iron Area drain w/4" push on outlet body, membrane clamp + 8" x 8" DI, adj. tractor grate, 1/2" tsp tapping
(Z611-4NL is same thing)
(Z520-T-4NL is same thing)
(Z525-T-4NL is same thing)
Parts: |  |  |  |  | A1-4P-7 | 113 | 4" push on outlet cast iron combination floor drain, cleanout and area drain body - A1 body, 1/2" tsp tapping
[5 empty] | A1-C1 / HS-1 | 81 | Cast iron membrane clamp ring for F1000, F1100, F1300, F1320 and F1420 floor / area drains and
3 HS-1 bolts with integral washers to secure membrane clamps to bodies
[5 empty] | F1420-TA-4 | 853 | 8" x 8" ductile iron, adjustable tractor grate for F1000 / F1100 floor drains
Z609-6NH-P | Not available | Not available | 35106-Z-7 | FD-336-Y-4-7 | F1426-C-Y-14-4-7 | 824 | Cast Iron Area drain w/6" no hub outlet body, membrane clamp + 8" x 8" DI, adj. tractor grate, 1/2" tsp tapping
(Z611-6NH is same thing)
(Z520-T-6NH is same thing)
(Z525-T-6NH is same thing)
Parts: |  |  |  |  | A1-6NH-7 | 657 | 6" no hub outlet cast iron combination floor drain, cleanout and area drain body - A1 body, 1/2" tsp tapping
[5 empty] | A1-C1 / HS-1 | 81 | Cast iron membrane clamp ring for F1000, F1100, F1300, F1320 and F1420 floor / area drains and
3 HS-1 bolts with integral washers to secure membrane clamps to bodies
[5 empty] | F1420-TA-4 | 853 | 8" x 8" ductile iron, adjustable tractor grate for F1000 / F1100 floor drains
Z609-6NL-P | Not available | Not available | 35106-Y-7 | FD-336P-Y-4-7 | F1426P-C-Y-14-4-7 | 824 | Cast Iron Area drain w/6" push on outlet body, membrane clamp + 8" x 8" DI, adj. tractor grate, 1/2" tsp tapping
(Z611-6NL is same thing)
(Z520-T-6NL is same thing)
(Z525-T-6NL is same thing)
Parts: |  |  |  |  | A1-6P-7 | 657 | 6" push on outlet cast iron combination floor drain, cleanout and area drain body - A1 body, 1/2" tsp tapping
[5 empty] | A1-C1 / HS-1 | 81 | Cast iron membrane clamp ring for F1000, F1100, F1300, F1320 and F1420 floor / area drains and
3 HS-1 bolts with integral washers to secure membrane clamps to bodies
[5 empty] | F1420-TA-4 | 853 | 8" x 8" ductile iron, adjustable tractor grate for F1000 / F1100 floor drains
Z610-3NH-P | 2233-S-Y03-P | 1560-12-27-3NH | 37823-Z-7-50 | FD-463-F-4-5-7 | F1443-Y-4-5-7 | 1488 | Cast Iron Area drain w/3" NH outlet body, membrane clamp + 12" x 12" DI, adj. tractor grate, 1/2" tsp tapping
(Z505-T-3NH is same thing) |  |  |  |  | Add Optional Membrane
(Z521-T-3NH is same thing) |  |  |  |  | Clamp + Hdwre if required:
(Z526-T-3NH is same thing) | [6 empty] | A2 body - 15" diameter, 3" no hub outlet cast iron outlet connection, assembled with
Cast iron membrane clamp ring for R1200, F1340, F1440 roof / area drains and
Parts: |  |  |  |  | A2-3NH-7 / A2-C3 / HS-1 | 564 | 3 HS-1 bolts with integral washers to secure membrane clamps to bodies
[5 empty] | F1440-TA-4 | 1158 | 12" round ductile iron, adjustable tractor grate
[5 empty] | A2-MB | 273 | Cast iron sediment bucket for F1340 and F1440 area drains
Z610-3NL-P | 2233-S-L03-P | 1560-12-27-3TY | 37823-Y-7-50 | FD-463P-F-4-5-7 | F1443P-Y-4-5-7 | 1488 | Cast Iron Area drain w/3" PO outlet body, membrane clamp + 12" x 12" DI, adj. tractor grate, 1/2" tsp tapping
(Z505-T-3NL is same thing) |  |  |  |  | Add Optional Membrane
(Z521-T-3NL is same thing) |  |  |  |  | Clamp + Hdwre if required:
(Z526-T-3NL is same thing) | [6 empty] | A2 body - 15" diameter, 3" push on outlet cast iron outlet connection, assembled with
Cast iron membrane clamp ring for R1200, F1340, F1440 roof / area drains and
[5 empty] | A2-3P-7 / A2-C3 / HS-1 | 564 | 3 HS-1 bolts with integral washers to secure membrane clamps to bodies
Parts: |  |  |  |  | F1440-TA-4 | 1158 | 12" round ductile iron, adjustable tractor grate
[5 empty] | A2-MB | 273 | Cast iron sediment bucket for F1340 and F1440 area drains
Z610-4NH-P | 2233-S-Y04-P | 1560-12-27-4NH | 37824-Z-7-50 | FD-464-F-4-5-7 | F1444-Y-4-5-7 | 1488 | Cast Iron Area drain w/4" NH outlet body, membrane clamp + 12" x 12" DI, adj. tractor grate, 1/2" tsp tapping
(Z505-T-4NH is same thing) |  |  |  |  | Add Optional Membrane
(Z521-T-4NH is same thing) |  |  |  |  | Clamp + Hdwre if required:
(Z526-T-4NH is same thing) | [6 empty] | A2 body - 15" diameter, 3" no hub outlet cast iron outlet connection, assembled with
Cast iron membrane clamp ring for R1200, F1340, F1440 roof / area drains and
Parts: |  |  |  |  | A2-3NH-7 / A2-C3 / HS-1 | 564 | 3 HS-1 bolts with integral washers to secure membrane clamps to bodies
[5 empty] | F1440-TA-4 | 1158 | 12" round ductile iron, adjustable tractor grate
[5 empty] | A2-MB | 273 | Cast iron sediment bucket for F1340 and F1440 area drains
Z610-4NL-P | 2233-S-L04-P | 1560-12-27-4TY | 37824-Y-7-50 | FD-464P-F-4-5-7 | F1444P-Y-4-5-7 | 1488 | Cast Iron Area drain w/4" PO outlet body, membrane clamp + 12" x 12" DI, adj. tractor grate, 1/2" tsp tapping
(Z505-T-4NL is same thing) |  |  |  |  | Add Optional Membrane
(Z521-T-4NL is same thing) |  |  |  |  | Clamp + Hdwre if required:
(Z526-T-4NL is same thing) | [6 empty] | A2 body - 15" diameter, 4" push on outlet cast iron outlet connection, assembled with
Cast iron membrane clamp ring for R1200, F1340, F1440 roof / area drains and
Parts: |  |  |  |  | A2-4P-7 / A2-C3 / HS-1 | 564 | 3 HS-1 bolts with integral washers to secure membrane clamps to bodies
[5 empty] | F1440-TA-4 | 1158 | 12" round ductile iron, adjustable tractor grate
[5 empty] | A2-MB | 273 | Cast iron sediment bucket for F1340 and F1440 area drains
Z610-6NH-P | 2233-S-Y06-P | 1560-12-27-6NH | 37826-Z-7-50 | FD-466-F-4-5-7 | F1446-Y-4-5-7 | 1488 | Cast Iron Area drain w/6" NH outlet body, membrane clamp + 12" x 12" DI, adj. tractor grate, 1/2" tsp tapping
(Z505-T-6NH is same thing) |  |  |  |  | Add Optional Membrane
(Z521-T-6NH is same thing) |  |  |  |  | Clamp + Hdwre if required:
(Z526-T-6NH is same thing) | [6 empty] | A2 body - 15" diameter, 6" no hub outlet cast iron outlet connection, assembled with
Cast iron membrane clamp ring for R1200, F1340, F1440 roof / area drains and
Parts: |  |  |  |  | A2-6NH-7 / A2-C3 / HS-1 | 869 | 3 HS-1 bolts with integral washers to secure membrane clamps to bodies
[5 empty] | F1440-TA-4 | 1158 | 12" round ductile iron, adjustable tractor grate
[5 empty] | A2-MB | 273 | Cast iron sediment bucket for F1340 and F1440 area drains
Z610-6NL-P | Not available | 1560-12-27-6TY | 37826-Y-7-50 | FD-466P-F-4-5-7 | F1446P-Y-4-5-7 | 1488 | Cast Iron Area drain w/6" PO outlet body, membrane clamp + 12" x 12" DI, adj. tractor grate, 1/2" tsp tapping
(Z505-T-6NL is same thing) |  |  |  |  | Add Optional Membrane
(Z521-T-6NL is same thing) |  |  |  |  | Clamp + Hdwre if required:
(Z526-T-6NL is same thing) | [6 empty] | A2 body - 15" diameter, 6" push on outlet cast iron outlet connection, assembled with
Cast iron membrane clamp ring for R1200, F1340, F1440 roof / area drains and
Parts: |  |  |  |  | A2-6P-7 / A2-C3 / HS-1 | 869 | 3 HS-1 bolts with integral washers to secure membrane clamps to bodies
[5 empty] | F1440-TA-4 | 1158 | 12" round ductile iron, adjustable tractor grate
[5 empty] | A2-MB | 273 | Cast iron sediment bucket for F1340 and F1440 area drains
Z1203-NL3 | 0210LY | 310CL | 12674 | ISCA-101-L | MC-10L | 1448 | Horizontal, adjustable, water closet carrier , left hand fitting and hardware pack including nipple
Parts: |  |  |  |  | MC-10L-PF | 724 | Left hand fitting for horizontal, adjustable, water closet carrier
[5 empty] | MC-100 | 724 | Hardware pack for horizontal, adjustable water closet carrier, includes nipple
Z1203-NR3 | 0210RY | 310CR | 12684 | ISCA-101-R | MC-10R | 1448 | Horizontal, adjustable, water closet carrier , right hand fitting and hardware pack including nipple
Parts: |  |  |  |  | MC-10R-PF | 724 | Right hand fitting for horizontal, adjustable, water closet carrier
[5 empty] | MC-100 | 724 | Hardware pack for horizontal, adjustable water closet carrier, includes nipple
Z1203-ND3 | 0210DY | 310CD | 12694 | ISCA-101-D | MC-10D | 2671 | Horizontal, adjustable, water closet carrier , back to back fitting and hardware pack including nipple
Parts: |  |  |  |  | MC-10D-PF | 1223 | Back to back fitting for horizontal, adjustable, water closet carrier
[5 empty] | MC-100 - 2 pieces | 1448 | Hardware pack for horizontal, adjustable water closet carrier, includes nipple
Z1223 | 0862 | 402 | 17550-WCBL | Not available | MC-33 | 1103 | Single hanger plate carrier with three uprights
Parts: |  |  |  |  | MC-33 | 1103 | Single hanger plate carrier with three uprights
Z1224 | 0800 | 401 | 17550-WC | CA-311 | MC-31 | 749 | Single hanger plate carrier with two uprights
Parts: |  |  |  |  | MC-31 | 749 | Single hanger plate carrier with two uprights
Z1225 | 0830 | 403 | 17560 | CA-321 | MC-32 | 837 | Double hanger plate carrier with two uprights
Parts: |  |  |  |  | MC-32 | 837 | Double hanger plate carrier with two uprights
Z1231 | 0700 | 520 | 17100 | WCA-411 | MC-41 | 991 | Fixture carrier with concealed arms
Parts: |  |  |  |  | MC-41 | 991 | Fixture carrier with concealed arms
Z1341-PB-P12 | 5672 | 8605-3 | Not available | Not available | MHY-9040-NPB | 397 | Wall faucet, rough brass material w/ 1/2" inlet connection + loose tee key, cast iron and plastic wheel handles
Z1341-PB-P34 | 5673 | 8605-3 | Not available | Not available | MHY-9041-NPB | 397 | Wall faucet, rough brass material w/ 3/4" inlet connection + loose tee key, cast iron and plastic wheel handles
Z1341-PC-P12 | 5672-CR | 8605-PC | Not available | Not available | MHY-9240-NPB | 444 | Wall faucet, pol. chrome plated brass material w/ 1/2" inlet conn. + loose key, cast iron + plastic wheel handles
Z1341-PC-P34 | 5673-CR | 8605-PC | Not available | Not available | MHY-9241-NPB | 444 | Wall faucet, pol. chrome plated brass material w/ 3/4" inlet conn. + loose key, cast iron + plastic wheel handles
ZN1400-2NH | 4020-Y02 | 6000-1-2NH | 55002-Z-1 | CO-202-R-1 | C1102-R-1 | 626 | Cast Iron Floor cleanout with 2" no hub outlet body and 5" round nickel bronze gasketed cover
Parts: |  |  |  |  | A1-2NH-7 | 113 | 2" no hub outlet cast iron combination floor drain, cleanout and area drain body - A1 body
[5 empty] | R-1 | 770 | 5" round nickel bronze gasketed cover cleanout top assembly
ZN1400-2NL | 4020-L02 | 6000-1-2TY | 55002-Y-1 | CO-202P-R-1 | C1102P-R-1 | 626 | Cast Iron Floor cleanout with 2" push on outlet body and 5" round nickel bronze gasketed cover
Parts: |  |  |  |  | A1-2P-7 | 113 | 2" push on outlet cast iron combination floor drain, cleanout and area drain body - A1 body
[5 empty] | R-1 | 770 | 5" round nickel bronze gasketed cover cleanout top assembly
ZN1400-3NH | 4020-Y03 | 6000-1-3NH | 55003-Z-1 | CO-203-R-1 | C1103-R-1 | 660 | Cast Iron Floor cleanout with 3" no hub outlet body and 5" round nickel bronze gasketed cover
Parts: |  |  |  |  | A1-3NH-7 | 113 | 3" no hub outlet cast iron combination floor drain, cleanout and area drain body - A1 body
[5 empty] | R-1 | 770 | 5" round nickel bronze gasketed cover cleanout top assembly
ZN1400-3NL | 4020-L03 | 6000-1-3TY | 55003-Y-1 | CO-203P-R-1 | C1103P-R-1 | 660 | Cast Iron Floor cleanout with 3" push on outlet body and 5" round nickel bronze gasketed cover
Parts: |  |  |  |  | A1-3P-7 | 113 | 3" push on outlet cast iron combination floor drain, cleanout and area drain body - A1 body
[5 empty] | R-1 | 770 | 5" round nickel bronze gasketed cover cleanout top assembly
ZN1400-4NH | 4020-Y04 | 6000-1-4NH | 55004-Z-1 | CO-204-R-1 | C1104-R-1 | 883 | Cast Iron Floor cleanout with 4" no hub outlet body and 5" round nickel bronze gasketed cover
Parts: |  |  |  |  | A1-4NH-7 | 113 | 4" no hub outlet cast iron combination floor drain, cleanout and area drain body - A1 body
[5 empty] | R-1 | 770 | 5" round nickel bronze gasketed cover cleanout top assembly
ZN1400-4NL | 4020-L04 | 6000-1-4TY | 55004-Y-1 | CO-204P-R-1 | C1104P-R-1 | 883 | Cast Iron Floor cleanout with 4" push on outlet body and 5" round nickel bronze gasketed cover
Parts: |  |  |  |  | A1-4P-7 | 113 | 4" push on outlet cast iron combination floor drain, cleanout and area drain body - A1 body
[5 empty] | R-1 | 770 | 5" round nickel bronze gasketed cover cleanout top assembly
ZN1400-6NH | 4020-Y06 | 6000-1-6NH | 55006-Z-1 | Not Available | C1106-R-1 | 1433 | Cast Iron Floor cleanout with 6" no hub outlet body and 5" round nickel bronze gasketed cover
Parts: |  |  |  |  | A1-6NH-7 | 657 | 6" no hub outlet cast iron combination floor drain, cleanout and area drain body - A1 body
[5 empty] | R-1 | 770 | 5" round nickel bronze gasketed cover cleanout top assembly
ZN1400-6NL | 4020-L06 | 6000-1-6TY | 55006-Y-1 | Not Available | C1106P-R-1 | 1433 | Cast Iron Floor cleanout with 6" push on outlet body and 5" round nickel bronze gasketed cover
Parts: |  |  |  |  | A1-6P-7 | 657 | 6" push on outlet cast iron combination floor drain, cleanout and area drain body - A1 body
[5 empty] | R-1 | 770 | 5" round nickel bronze gasketed cover cleanout top assembly
ZS1400-2NH | 4020-NBSS-Y02 | 6000-85-2NH | 55002-Z-SS | CO-1202-R | C1102-R-3 | 626 | Cast Iron Floor cleanout with 2" no hub outlet body and 5" round stainless steel gasketed cover
Parts: |  |  |  |  | A1-2NH-7 | 113 | 2" no hub outlet cast iron combination floor drain, cleanout and area drain body - A1 body
[5 empty] | R-3 | 770 | 5" round stainless steel gasketed cover cleanout top assembly
ZS1400-2NL | 4020-NBSS-L02 | 6000-85-2TY | 55002-Y-SS | CO-1202P-R | C1102P-R-3 | 626 | Cast Iron Floor cleanout with 2" push on outlet body and 5" round stainless steel gasketed cover
Parts: |  |  |  |  | A1-2P-7 | 113 | 2" push on outlet cast iron combination floor drain, cleanout and area drain body - A1 body
[5 empty] | R-3 | 770 | 5" round stainless steel gasketed cover cleanout top assembly
ZS1400-3NH | 4020-NBSS-Y03 | 6000-85-3NH | 55003-Z-SS | CO-1203-R | C1103-R-3 | 660 | Cast Iron Floor cleanout with 3" no hub outlet body and 5" round stainless steel gasketed cover
Parts: |  |  |  |  | A1-3NH-7 | 113 | 3" no hub outlet cast iron combination floor drain, cleanout and area drain body - A1 body
[5 empty] | R-3 | 770 | 5" round stainless steel gasketed cover cleanout top assembly
ZS1400-3NL | 4020-NBSS-L03 | 6000-85-3TY | 55003-Y-SS | CO-1203P-R | C1103P-R-3 | 660 | Cast Iron Floor cleanout with 3" push on outlet body and 5" round stainless steel gasketed cover
Parts: |  |  |  |  | A1-3P-7 | 113 | 3" push on outlet cast iron combination floor drain, cleanout and area drain body - A1 body
[5 empty] | R-3 | 770 | 5" round stainless steel gasketed cover cleanout top assembly
ZS1400-4NH | 4020-NBSS-Y04 | 6000-85-4NH | 55004-Z-SS | CO-1204-R | C1104-R-3 | 883 | Cast Iron Floor cleanout with 4" no hub outlet body and 5" round stainless steel gasketed cover
Parts: |  |  |  |  | A1-4NH-7 | 113 | 4" no hub outlet cast iron combination floor drain, cleanout and area drain body - A1 body
[5 empty] | R-3 | 770 | 5" round stainless steel gasketed cover cleanout top assembly
ZS1400-4NL | 4020-NBSS-L04 | 6000-85-4TY | 55004-Y-SS | CO-1204P-R | C1104P-R-3 | 883 | Cast Iron Floor cleanout with 4" push on outlet body and 5" round stainless steel gasketed cover
Parts: |  |  |  |  | A1-4P-7 | 113 | 4" push on outlet cast iron combination floor drain, cleanout and area drain body - A1 body
[5 empty] | R-3 | 770 | 5" round stainless steel gasketed cover cleanout top assembly
ZS1400-6NH | Not available | 6000-85-6NH | 55006-Z-SS | Not Available | C1106-R-3 | 1433 | Cast Iron Floor cleanout with 6" no hub outlet body and 5" round stainless steel gasketed cover
Parts: |  |  |  |  | A1-6NH-7 | 657 | 6" no hub outlet cast iron combination floor drain, cleanout and area drain body - A1 body
[5 empty] | R-3 | 770 | 5" round stainless steel gasketed cover cleanout top assembly
ZS1400-6NL | Not available | 6000-85-6TY | 55006-Y-SS | Not Available | C1106P-R-3 | 1433 | Cast Iron Floor cleanout with 6" push on outlet body and 5" round stainless steel gasketed cover
Parts: |  |  |  |  | A1-6P-7 | 657 | 6" push on outlet cast iron combination floor drain, cleanout and area drain body - A1 body
[5 empty] | R-3 | 770 | 5" round stainless steel gasketed cover cleanout top assembly
Z1900-2NH | 3425-Y02 | 9130-64-2NH | 49322A-LF-Z | FS-732 | FS1722 | 2110 | 12" x 12" x 6" deep porcelain enamel floor sink with full grate and 2" no hub outlet connection and dome str.
Parts: |  |  |  |  | FS1722-PB | 1882 | 12" x 12" x 6" deep porcelain enamel floor sink body with 2" no hub outlet connection and dome strainer
[5 empty] | FS1700-PG | 228 | 12" x 12" porcelain enamel full grate
Optional Half and 3/4 grates:
add Suffix -150 for half grate - No add in price - part # for half grate is FS1700-PG-150
add Suffix -175 for 3/4 grate - No add in price - part # for 3/4 grate is FS1700-PG-175
Z1900-2NL | 3425-L02 | 9130-64-2TY | 49322A-LF-Y | FS-732P | FS1722P | 2110 | 12" x 12" x 6" deep porcelain enamel floor sink with full grate and 2" push on outlet connection and dome str.
Parts: |  |  |  |  | FS1722P-PB | 1882 | 12" x 12" x 6" deep porcelain enamel floor sink body with 2" push on outlet connection and dome strainer
[5 empty] | FS1700-PG | 228 | 12" x 12" porcelain enamel full grate
Optional Half and 3/4 grates:
add Suffix -150 for half grate - No add in price - part # for half grate is FS1700-PG-150
add Suffix -175 for 3/4 grate - No add in price - part # for 3/4 grate is FS1700-PG-175
Z1900-3NH | 3425-Y03 | 9130-64-3NH | 49323A-LF-Z | FS-733 | FS1723 | 2110 | 12" x 12" x 6" deep porcelain enamel floor sink with full grate and 3" no hub outlet connection and dome str.
Parts: |  |  |  |  | FS1723-PB | 1882 | 12" x 12" x 6" deep porcelain enamel floor sink body with 3" no hub outlet connection and dome strainer
[5 empty] | FS1700-PG | 228 | 12" x 12" porcelain enamel full grate
Optional Half and 3/4 grates:
add Suffix -150 for half grate - No add in price - part # for half grate is FS1700-PG-150
add Suffix -175 for 3/4 grate - No add in price - part # for 3/4 grate is FS1700-PG-175
Z1900-3NL | 3425-L03 | 9130-64-3TY | 49323A-LF-Y | FS-733P | FS1723P | 2110 | 12" x 12" x 6" deep porcelain enamel floor sink with full grate and 3" push on outlet connection and dome str.
Parts: |  |  |  |  | FS1723P-PB | 1882 | 12" x 12" x 6" deep porcelain enamel floor sink body with 3" push on outlet connection and dome strainer
[5 empty] | FS1700-PG | 228 | 12" x 12" porcelain enamel full grate
Optional Half and 3/4 grates:
add Suffix -150 for half grate - No add in price - part # for half grate is FS1700-PG-150
add Suffix -175 for 3/4 grate - No add in price - part # for 3/4 grate is FS1700-PG-175
Z1900-4NH | 3425-Y04 | 9130-64-4NH | 49324A-LF-Z | FS-734 | FS1724 | 2110 | 12" x 12" x 6" deep porcelain enamel floor sink with full grate and 4" no hub outlet connection and dome str.
Parts: |  |  |  |  | FS1724-PB | 1882 | 12" x 12" x 6" deep porcelain enamel floor sink body with 4" no hub outlet connection and dome strainer
[5 empty] | FS1700-PG | 228 | 12" x 12" porcelain enamel full grate
Optional Half and 3/4 grates:
add Suffix -150 for half grate - No add in price - part # for half grate is FS1700-PG-150
add Suffix -175 for 3/4 grate - No add in price - part # for 3/4 grate is FS1700-PG-175
Z1900-4NL | 3425-L04 | 9130-64-4TY | 49324A-LF-Y | FS-734P | FS1724P | 2110 | 12" x 12" x 6" deep porcelain enamel floor sink with full grate and 4" push on outlet connection and dome str.
Parts: |  |  |  |  | FS1724P-PB | 1882 | 12" x 12" x 6" deep porcelain enamel floor sink body with 4" push on outlet connection and dome strainer
[5 empty] | FS1700-PG | 228 | 12" x 12" porcelain enamel full grate
Optional Half and 3/4 grates:
add Suffix -150 for half grate - No add in price - part # for half grate is FS1700-PG-150
add Suffix -175 for 3/4 grate - No add in price - part # for 3/4 grate is FS1700-PG-175
Z1900-KC-2NH | 3420-Y02 | 9130-24-64-2NH | 49322A-Z | FS-732-F | FS1722-FL | 2495 | 12" x 12" x 6" deep porcelain enamel floor sink w/ anchor flange, full grate + 2" NH outlet conn. + dome str.
Parts: |  |  |  |  | FS1722-FL-PB | 2267 | 12" x 12" x 6" deep porcelain enamel floor sink body with anchor flange, 2" NH outlet conn. + dome strainer
[5 empty] | FS1700-PG | 228 | 12" x 12" porcelain enamel full grate
Optional Half and 3/4 grates:
add Suffix -150 for half grate - No add in price - part # for half grate is FS1700-PG-150
add Suffix -175 for 3/4 grate - No add in price - part # for 3/4 grate is FS1700-PG-175
Z1900-KC-2NL | 3420-L02 | 9130-24-64-2TY | 49322A-Y | FS-732P-F | FS1722P-FL | 2495 | 12" x 12" x 6" deep porcelain enamel floor sink w/ anch. flange, full grate + 2" push on outlet conn. + dome str.
Parts: |  |  |  |  | FS1722P-FL-PB | 2267 | 12" x 12" x 6" deep porcelain enamel floor sink body w/ anch. flange, 2" push on outlet conn. + dome strainer
[5 empty] | FS1700-PG | 228 | 12" x 12" porcelain enamel full grate
Optional Half and 3/4 grates:
add Suffix -150 for half grate - No add in price - part # for half grate is FS1700-PG-150
add Suffix -175 for 3/4 grate - No add in price - part # for 3/4 grate is FS1700-PG-175
Z1900-KC-3NH | 3420-Y03 | 9130-24-64-3NH | 49323A-Z | FS-733-F | FS1723-FL | 2495 | 12" x 12" x 6" deep porcelain enamel floor sink w/ anchor flange, full grate + 3" NH outlet conn. + dome str.
Parts: |  |  |  |  | FS1723-FL-PB | 2267 | 12" x 12" x 6" deep porcelain enamel floor sink body with anchor flange, 3" NH outlet conn. + dome strainer
[5 empty] | FS1700-PG | 228 | 12" x 12" porcelain enamel full grate
Optional Half and 3/4 grates:
add Suffix -150 for half grate - No add in price - part # for half grate is FS1700-PG-150
add Suffix -175 for 3/4 grate - No add in price - part # for 3/4 grate is FS1700-PG-175
Z1900-KC-3NL | 3420-L03 | 9130-24-64-3TY | 49323A-Y | FS-733P-F | FS1723P-FL | 2495 | 12" x 12" x 6" deep porcelain enamel floor sink w/ anch. flange, full grate + 3" push on outlet conn. + dome str.
Parts: |  |  |  |  | FS1723P-FL-PB | 2267 | 12" x 12" x 6" deep porcelain enamel floor sink body w/ anch. flange, 3" push on outlet conn. + dome strainer
[5 empty] | FS1700-PG | 228 | 12" x 12" porcelain enamel full grate
Optional Half and 3/4 grates:
add Suffix -150 for half grate - No add in price - part # for half grate is FS1700-PG-150
add Suffix -175 for 3/4 grate - No add in price - part # for 3/4 grate is FS1700-PG-175
Z1900-KC-4NH | 3420-Y04 | 9130-24-64-4NH | 49324A-Z | FS-734-F | FS1724-FL | 2495 | 12" x 12" x 6" deep porcelain enamel floor sink w/ anchor flange, full grate + 4" NH outlet conn. + dome str.
Parts: |  |  |  |  | FS1724-FL-PB | 2267 | 12" x 12" x 6" deep porcelain enamel floor sink body with anchor flange, 4" NH outlet conn. + dome strainer
[5 empty] | FS1700-PG | 228 | 12" x 12" porcelain enamel full grate
Optional Half and 3/4 grates:
add Suffix -150 for half grate - No add in price - part # for half grate is FS1700-PG-150
add Suffix -175 for 3/4 grate - No add in price - part # for 3/4 grate is FS1700-PG-175
Z1900-KC-4NL | 3420-L04 | 9130-24-64-4TY | 49324A-Y | FS-734P-F | FS1724P-FL | 2495 | 12" x 12" x 6" deep porcelain enamel floor sink w/ anch. flange, full grate + 4" push on outlet conn. + dome str.
Parts: |  |  |  |  | FS1724P-FL-PB | 2267 | 12" x 12" x 6" deep porcelain enamel floor sink body w/ anch. flange, 4" push on outlet conn. + dome strainer
[5 empty] | FS1700-PG | 228 | 12" x 12" porcelain enamel full grate
Optional Half and 3/4 grates:
add Suffix -150 for half grate - No add in price - part # for half grate is FS1700-PG-150
add Suffix -175 for 3/4 grate - No add in price - part # for 3/4 grate is FS1700-PG-175
Z1901-2NH | 3435-Y02 | 9140-64-2NH | 49342A-LF-Z | FS-742 | FS1732 | 2221 | 12" x 12" x 8" deep porcelain enamel floor sink with full grate and 2" no hub outlet connection and dome str.
Parts: |  |  |  |  | FS1732-PB | 1993 | 12" x 12" x 8" deep porcelain enamel floor sink body with 2" no hub outlet connection and dome strainer
[5 empty] | FS1700-PG | 228 | 12" x 12" porcelain enamel full grate
Optional Half and 3/4 grates:
add Suffix -150 for half grate - No add in price - part # for half grate is FS1700-PG-150
add Suffix -175 for 3/4 grate - No add in price - part # for 3/4 grate is FS1700-PG-175
Z1901-2NL | 3435-L02 | 9140-64-2TY | 49342A-LF-Y | FS-742P | FS1732P | 2221 | 12" x 12" x 8" deep porcelain enamel floor sink with full grate and 2" push on outlet connection and dome str.
Parts: |  |  |  |  | FS1732P-PB | 1993 | 12" x 12" x 8" deep porcelain enamel floor sink body with 2" push on outlet connection and dome strainer
[5 empty] | FS1700-PG | 228 | 12" x 12" porcelain enamel full grate
Optional Half and 3/4 grates:
add Suffix -150 for half grate - No add in price - part # for half grate is FS1700-PG-150
add Suffix -175 for 3/4 grate - No add in price - part # for 3/4 grate is FS1700-PG-175
Z1901-3NH | 3435-Y03 | 9140-64-3NH | 49343A-LF-Z | FS-743 | FS1733 | 2221 | 12" x 12" x 8" deep porcelain enamel floor sink with full grate and 3" no hub outlet connection and dome str.
Parts: |  |  |  |  | FS1733-PB | 1993 | 12" x 12" x 8" deep porcelain enamel floor sink body with 3" no hub outlet connection and dome strainer
[5 empty] | FS1700-PG | 228 | 12" x 12" porcelain enamel full grate
Optional Half and 3/4 grates:
add Suffix -150 for half grate - No add in price - part # for half grate is FS1700-PG-150
add Suffix -175 for 3/4 grate - No add in price - part # for 3/4 grate is FS1700-PG-175
Z1901-3NL | 3435-L03 | 9140-64-3TY | 49343A-LF-Y | FS-743P | FS1733P | 2221 | 12" x 12" x 8" deep porcelain enamel floor sink with full grate and 3" push on outlet connection and dome str.
Parts: |  |  |  |  | FS1733P-PB | 1993 | 12" x 12" x 8" deep porcelain enamel floor sink body with 3" push on outlet connection and dome strainer
[5 empty] | FS1700-PG | 228 | 12" x 12" porcelain enamel full grate
Optional Half and 3/4 grates:
add Suffix -150 for half grate - No add in price - part # for half grate is FS1700-PG-150
add Suffix -175 for 3/4 grate - No add in price - part # for 3/4 grate is FS1700-PG-175
Z1901-4NH | 3435-Y04 | 9140-64-4NH | 49344A-LF-Z | FS-744 | FS1734 | 2221 | 12" x 12" x 8" deep porcelain enamel floor sink with full grate and 4" no hub outlet connection and dome str.
Parts: |  |  |  |  | FS1734-PB | 1993 | 12" x 12" x 8" deep porcelain enamel floor sink body with 4" no hub outlet connection and dome strainer
[5 empty] | FS1700-PG | 228 | 12" x 12" porcelain enamel full grate
Optional Half and 3/4 grates:
add Suffix -150 for half grate - No add in price - part # for half grate is FS1700-PG-150
add Suffix -175 for 3/4 grate - No add in price - part # for 3/4 grate is FS1700-PG-175
Z1901-4NL | 3435-L04 | 9140-64-4TY | 49344A-LF-Y | FS-744P | FS1734P | 2221 | 12" x 12" x 8" deep porcelain enamel floor sink with full grate and 4" push on outlet connection and dome str.
Parts: |  |  |  |  | FS1734P-PB | 1993 | 12" x 12" x 8" deep porcelain enamel floor sink body with 4" push on outlet connection and dome strainer
[5 empty] | FS1700-PG | 228 | 12" x 12" porcelain enamel full grate
Optional Half and 3/4 grates:
add Suffix -150 for half grate - No add in price - part # for half grate is FS1700-PG-150
add Suffix -175 for 3/4 grate - No add in price - part # for 3/4 grate is FS1700-PG-175
Z1901-KC-2NH | 3430-Y02 | 9140-24-64-2NH | 49342A-Z | FS-742-F | FS1732-FL | 2606 | 12" x 12" x 8" deep porcelain enamel floor sink w/ anchor flange, full grate + 2" NH outlet conn. + dome str.
Parts: |  |  |  |  | FS1732-FL-PB | 2378 | 12" x 12" x 8" deep porcelain enamel floor sink body with anchor flange, 2" NH outlet conn. + dome strainer
[5 empty] | FS1700-PG | 228 | 12" x 12" porcelain enamel full grate
Optional Half and 3/4 grates:
add Suffix -150 for half grate - No add in price - part # for half grate is FS1700-PG-150
add Suffix -175 for 3/4 grate - No add in price - part # for 3/4 grate is FS1700-PG-175
Z1901-KC-2NL | 3430-L02 | 9140-24-64-2TY | 49342A-Y | FS-742P-F | FS1732P-FL | 2606 | 12" x 12" x 8" deep porcelain enamel floor sink w/ anchor flange, full grate + 2" push on outlet conn. + dome str.
Parts: |  |  |  |  | FS1732P-FL-PB | 2378 | 12" x 12" x 8" deep porcelain enamel floor sink body with anchor flange, 2" push on outlet conn. + dome str.
[5 empty] | FS1700-PG | 228 | 12" x 12" porcelain enamel full grate
Optional Half and 3/4 grates:
add Suffix -150 for half grate - No add in price - part # for half grate is FS1700-PG-150
add Suffix -175 for 3/4 grate - No add in price - part # for 3/4 grate is FS1700-PG-175
Z1901-KC-3NH | 3430-Y03 | 9140-24-64-3NH | 49343A-Z | FS-743-F | FS1733-FL | 2606 | 12" x 12" x 8" deep porcelain enamel floor sink w/ anchor flange, full grate + 3" NH outlet conn. + dome str.
Parts: |  |  |  |  | FS1733-FL-PB | 2378 | 12" x 12" x 8" deep porcelain enamel floor sink body with anchor flange, 3" NH outlet conn. + dome strainer
[5 empty] | FS1700-PG | 228 | 12" x 12" porcelain enamel full grate
Optional Half and 3/4 grates:
add Suffix -150 for half grate - No add in price - part # for half grate is FS1700-PG-150
add Suffix -175 for 3/4 grate - No add in price - part # for 3/4 grate is FS1700-PG-175
Z1901-KC-3NL | 3430-L03 | 9140-24-64-3TY | 49343A-Y | FS-743P-F | FS1733P-FL | 2606 | 12" x 12" x 8" deep porcelain enamel floor sink w/ anchor flange, full grate + 3" push on outlet conn. + dome str.
Parts: |  |  |  |  | FS1733P-FL-PB | 2378 | 12" x 12" x 8" deep porcelain enamel floor sink body with anchor flange, 3" push on outlet conn. + dome str.
[5 empty] | FS1700-PG | 228 | 12" x 12" porcelain enamel full grate
Optional Half and 3/4 grates:
add Suffix -150 for half grate - No add in price - part # for half grate is FS1700-PG-150
add Suffix -175 for 3/4 grate - No add in price - part # for 3/4 grate is FS1700-PG-175
Z1901-KC-4NH | 3430-Y04 | 9140-24-64-4NH | 49344A-Z | FS-744-F | FS1734-FL | 2606 | 12" x 12" x 8" deep porcelain enamel floor sink w/ anchor flange, full grate + 4" NH outlet conn. + dome str.
Parts: |  |  |  |  | FS1734-FL-PB | 2378 | 12" x 12" x 8" deep porcelain enamel floor sink body with anchor flange, 4" NH outlet conn. + dome strainer
[5 empty] | FS1700-PG | 228 | 12" x 12" porcelain enamel full grate
Optional Half and 3/4 grates:
add Suffix -150 for half grate - No add in price - part # for half grate is FS1700-PG-150
add Suffix -175 for 3/4 grate - No add in price - part # for 3/4 grate is FS1700-PG-175
Z1901-KC-4NL | 3430-L04 | 9140-24-64-4TY | 49344A-Y | FS-744P-F | FS1734P-FL | 2606 | 12" x 12" x 8" deep porcelain enamel floor sink w/ anchor flange, full grate + 4" push on outlet conn. + dome str.
Parts: |  |  |  |  | FS1734P-FL-PB | 2378 | 12" x 12" x 8" deep porcelain enamel floor sink body with anchor flange, 4" push on outlet conn. + dome str.
[5 empty] | FS1700-PG | 228 | 12" x 12" porcelain enamel full grate
Optional Half and 3/4 grates:
add Suffix -150 for half grate - No add in price - part # for half grate is FS1700-PG-150
add Suffix -175 for 3/4 grate - No add in price - part # for 3/4 grate is FS1700-PG-175
Z1912-2NH | 3415-Y02 | 9110-64-2NH | 49302-LF-Z | FS-712 | FS1522 | 1575 | 8" x 8" x 6" deep porcelain enamel floor sink with full grate and 2" no hub outlet connection and dome str.
Parts: |  |  |  |  | FS1522-PB | 1381 | 8" x 8" x 6" deep porcelain enamel floor sink body with 2" no hub outlet connection and dome strainer
[5 empty] | FS1500-PG | 194 | 8" x 8" porcelain enamel full grate
Optional Half and 3/4 grates:
add Suffix -150 for half grate - No add in price - part # for half grate is FS1500-PG-150
add Suffix -175 for 3/4 grate - No add in price - part # for 3/4 grate is FS1500-PG-175
Z1912-2NL | 3415-L02 | 9110-64-2TY | 49302-LF-Y | FS-712P | FS1522P | 1575 | 8" x 8" x 6" deep porcelain enamel floor sink with full grate and 2" push on outlet connection and dome str.
Parts: |  |  |  |  | FS1522P-PB | 1381 | 8" x 8" x 6" deep porcelain enamel floor sink body with 2" push on outlet connection and dome strainer
[5 empty] | FS1500-PG | 194 | 8" x 8" porcelain enamel full grate
Optional Half and 3/4 grates:
add Suffix -150 for half grate - No add in price - part # for half grate is FS1500-PG-150
add Suffix -175 for 3/4 grate - No add in price - part # for 3/4 grate is FS1500-PG-175
Z1912-3NH | 3415-Y03 | 9110-64-3NH | 49303-LF-Z | FS-713 | FS1523 | 1575 | 8" x 8" x 6" deep porcelain enamel floor sink with full grate and 3" no hub outlet connection and dome str.
Parts: |  |  |  |  | FS1523-PB | 1381 | 8" x 8" x 6" deep porcelain enamel floor sink body with 3" no hub outlet connection and dome strainer
[5 empty] | FS1500-PG | 194 | 8" x 8" porcelain enamel full grate
Optional Half and 3/4 grates:
add Suffix -150 for half grate - No add in price - part # for half grate is FS1500-PG-150
add Suffix -175 for 3/4 grate - No add in price - part # for 3/4 grate is FS1500-PG-175
Z1912-3NL | 3415-L03 | 9110-64-3TY | 49303-LF-Y | FS-713P | FS1523P | 1575 | 8" x 8" x 6" deep porcelain enamel floor sink with full grate and 3" push on outlet connection and dome str.
Parts: |  |  |  |  | FS1523P-PB | 1381 | 8" x 8" x 6" deep porcelain enamel floor sink body with 3" push on outlet connection and dome strainer
[5 empty] | FS1500-PG | 194 | 8" x 8" porcelain enamel full grate
Optional Half and 3/4 grates:
add Suffix -150 for half grate - No add in price - part # for half grate is FS1500-PG-150
add Suffix -175 for 3/4 grate - No add in price - part # for 3/4 grate is FS1500-PG-175
Z1912-4NH | 3415-Y04 | 9110-64-4NH | 49304-LF-Z | FS-714 | FS1524 | 1575 | 8" x 8" x 6" deep porcelain enamel floor sink with full grate and 4" no hub outlet connection and dome str.
Parts: |  |  |  |  | FS1524-PB | 1381 | 8" x 8" x 6" deep porcelain enamel floor sink body with 4" no hub outlet connection and dome strainer
[5 empty] | FS1500-PG | 194 | 8" x 8" porcelain enamel full grate
Optional Half and 3/4 grates:
add Suffix -150 for half grate - No add in price - part # for half grate is FS1500-PG-150
add Suffix -175 for 3/4 grate - No add in price - part # for 3/4 grate is FS1500-PG-175
Z1912-4NL | 3415-L04 | 9110-64-4TY | 49304-LF-Y | FS-714P | FS1524P | 1575 | 8" x 8" x 6" deep porcelain enamel floor sink with full grate and 4" push on outlet connection and dome str.
Parts: |  |  |  |  | FS1524P-PB | 1381 | 8" x 8" x 6" deep porcelain enamel floor sink body with 4" push on outlet connection and dome strainer
[5 empty] | FS1500-PG | 194 | 8" x 8" porcelain enamel full grate
Optional Half and 3/4 grates:
add Suffix -150 for half grate - No add in price - part # for half grate is FS1500-PG-150
add Suffix -175 for 3/4 grate - No add in price - part # for 3/4 grate is FS1500-PG-175
Z1912-KC-2NH | 3410-Y02 | 9110-24-64-2NH | 49302-Z | FS-712-F | FS1522-FL | 1759 | 8" x 8" x 6" deep porcelain enamel floor sink with anchor flange, full grate + 2" NH outlet conn. and dome str.
Parts: |  |  |  |  | FS1522-FL-PB | 1565 | 8" x 8" x 6" deep porcelain enamel floor sink body with anchor flnge, 2" NH outlet conn. and dome strainer
[5 empty] | FS1500-PG | 194 | 8" x 8" porcelain enamel full grate
Optional Half and 3/4 grates:
add Suffix -150 for half grate - No add in price - part # for half grate is FS1500-PG-150
add Suffix -175 for 3/4 grate - No add in price - part # for 3/4 grate is FS1500-PG-175
Z1912-KC-2NL | 3410-L02 | 9110-24-64-2TY | 49302-Y | FS-712P-F | FS1522P-FL | 1759 | 8" x 8" x 6" deep porcelain enamel floor sink w/ anchor flange, full grate + 2" push on outlet conn. + dome str.
Parts: |  |  |  |  | FS1522P-FL-PB | 1565 | 8" x 8" x 6" deep porcelain enamel floor sink body with anchor flnge, 2" push on outlet conn. + dome strainer
[5 empty] | FS1500-PG | 194 | 8" x 8" porcelain enamel full grate
Optional Half and 3/4 grates:
add Suffix -150 for half grate - No add in price - part # for half grate is FS1500-PG-150
add Suffix -175 for 3/4 grate - No add in price - part # for 3/4 grate is FS1500-PG-175
Z1912-KC-3NH | 3410-Y03 | 9110-24-64-3NH | 49303-Z | FS-713-F | FS1523-FL | 1759 | 8" x 8" x 6" deep porcelain enamel floor sink with anchor flange, full grate + 3" NH outlet conn. and dome str.
Parts: |  |  |  |  | FS1523-FL-PB | 1565 | 8" x 8" x 6" deep porcelain enamel floor sink body with anchor flnge, 3" NH outlet conn. and dome strainer
[5 empty] | FS1500-PG | 194 | 8" x 8" porcelain enamel full grate
Optional Half and 3/4 grates:
add Suffix -150 for half grate - No add in price - part # for half grate is FS1500-PG-150
add Suffix -175 for 3/4 grate - No add in price - part # for 3/4 grate is FS1500-PG-175
Z1912-KC-3NL | 3410-L03 | 9110-24-64-3TY | 49303-Y | FS-713P-F | FS1523P-FL | 1759 | 8" x 8" x 6" deep porcelain enamel floor sink w/ anchor flange, full grate + 3" push on outlet conn. + dome str.
Parts: |  |  |  |  | FS1523P-FL-PB | 1565 | 8" x 8" x 6" deep porcelain enamel floor sink body with anchor flnge, 3" push on outlet conn. + dome strainer
[5 empty] | FS1500-PG | 194 | 8" x 8" porcelain enamel full grate
Optional Half and 3/4 grates:
add Suffix -150 for half grate - No add in price - part # for half grate is FS1500-PG-150
add Suffix -175 for 3/4 grate - No add in price - part # for 3/4 grate is FS1500-PG-175
Z1912-KC-4NH | 3410-Y04 | 9110-24-64-4NH | 49304-Z | FS-714-F | FS1524-FL | 1759 | 8" x 8" x 6" deep porcelain enamel floor sink with anchor flange, full grate + 4" NH outlet conn. and dome str.
Parts: |  |  |  |  | FS1524-FL-PB | 1565 | 8" x 8" x 6" deep porcelain enamel floor sink body with anchor flnge, 4" NH outlet conn. and dome strainer
[5 empty] | FS1500-PG | 194 | 8" x 8" porcelain enamel full grate
Optional Half and 3/4 grates:
add Suffix -150 for half grate - No add in price - part # for half grate is FS1500-PG-150
add Suffix -175 for 3/4 grate - No add in price - part # for 3/4 grate is FS1500-PG-175
Z1912-KC-4NL | 3410-L04 | 9110-24-64-4TY | 49304-Y | FS-714P-F | FS1524P-FL | 1759 | 8" x 8" x 6" deep porcelain enamel floor sink w/ anchor flange, full grate + 4" push on outlet conn. + dome str.
Parts: |  |  |  |  | FS1524P-FL-PB | 1565 | 8" x 8" x 6" deep porcelain enamel floor sink body with anchor flnge, 4" push on outlet conn. + dome strainer
[5 empty] | FS1500-PG | 194 | 8" x 8" porcelain enamel full grate
Optional Half and 3/4 grates:
add Suffix -150 for half grate - No add in price - part # for half grate is FS1500-PG-150
add Suffix -175 for 3/4 grate - No add in price - part # for 3/4 grate is FS1500-PG-175